## Eaton Small (сводный)
2016-09-01
Status mm/dd/yy | Code | Reference | Description | Dealer Price | Retail Price | Promo Price | Ширина см | Глубина см | Высота см | Вес кг | Валюта
Active | 85236 | 66943 | Eaton Protection Station 500 DIN | 99 | 119 |  | 19 | 19 | 37 | 3.6 | USD
Active | 85237 | 61062 | Eaton Protection Station 650 USB DIN | 127 | 152 |  | 22 | 19 | 37 | 4,68 | USD
Active | 85238 | 61082 | Eaton Protection Station 800 USB DIN | 138 | 166 |  | 22 | 19 | 37 | 4,9 | USD
Active | 74364 | 3S550DIN | Eaton 3S 550 DIN | 108 | 130 |  | 14 | 33 | 9 | 2.9 | USD
Active | 74363 | 3S550IEC | Eaton 3S 550 IEC | 108 | 130 |  | 14 | 33 | 9 | 2.9 | USD
Active | 74365 | 3S700DIN | Eaton 3S 700 DIN | 128 | 154 |  | 17 | 33 | 9 | 3.8 | USD
Active | 74366 | 3S700IEC | Eaton 3S 700 IEC | 128 | 154 |  | 17 | 33 | 9 | 3.8 | USD
Active | 83604 | EL500DIN | Eaton Ellipse ECO 500 DIN | 120 | 144 |  | 8 | 24 | 26 | 3.51 | USD
Active | 83605 | EL500IEC | Eaton Ellipse ECO 500 IEC | 120 | 144 |  | 8 | 24 | 26 | 3.46 | USD
Active | 83606 | EL650DIN | Eaton Ellipse ECO 650 DIN | 137 | 164 |  | 8 | 24 | 26 | 4.17 | USD
Active | 83607 | EL650IEC | Eaton Ellipse ECO 650 IEC | 137 | 164 |  | 8 | 24 | 26 | 4.13 | USD
Active | 83608 | EL650USBDIN | Eaton Ellipse ECO 650 USB DIN | 152 | 182 |  | 8 | 24 | 26 | 4.47 | USD
Active | 83609 | EL650USBIEC | Eaton Ellipse ECO 650 USB IEC | 152 | 182 |  | 8 | 24 | 26 | 4.43 | USD
Active | 83610 | EL800USBDIN | Eaton Ellipse ECO 800 USB DIN | 191 | 229 |  | 8 | 24 | 26 | 4.96 | USD
Active | 83611 | EL800USBIEC | Eaton Ellipse ECO 800 USB IEC | 191 | 229 |  | 8 | 24 | 26 | 4.84 | USD
Active | 83612 | EL1200USBDIN | Eaton Ellipse ECO 1200 USB DIN | 272 | 326 |  | 8 | 31 | 30 | 7.77 | USD
Active | 83613 | EL1200USBIEC | Eaton Ellipse ECO 1200 USB IEC | 272 | 326 |  | 8 | 31 | 30 | 7.69 | USD
Active | 83614 | EL1600USBDIN | Eaton Ellipse ECO 1600 USB DIN | 380 | 456 |  | 8 | 31 | 30 | 8.71 | USD
Active | 83615 | EL1600USBIEC | Eaton Ellipse ECO 1600 USB IEC | 380 | 456 |  | 8 | 31 | 30 | 8.63 | USD
Active | 83616 | ELRACK | Eaton Ellipse Rack Kit | 67 | 80 |  | 4 | 40 | 8 | 4.5 | USD
Active | 83617 | ELWALL | Eaton Ellipse ECO wall-mount kit | 15 | 18 |  | 2 | 30 | 4 | 0.22 | USD
Active | 80328 | 5E500i | Eaton 5E 500i | 60 | 72 |  | 10 | 29 | 15 | 3.66 | USD
Active | 80329 | 5E650i | Eaton 5E 650i | 66 | 79 |  | 10 | 29 | 15 | 4.6 | USD
Active | 80331 | 5E650iUSB | Eaton 5E 650i USB | 69 | 83 |  | 10 | 29 | 15 | 4.6 | USD
Active | 80332 | 5E850iUSB | Eaton 5E 850i USB | 104 | 125 |  | 10 | 29 | 15 | 5.2 | USD
Active | 80333 | 5E1100iUSB | Eaton 5E 1100i USB | 173 | 208 |  | 13 | 33 | 18 | 9.2 | USD
Active | 80334 | 5E1500iUSB | Eaton 5E 1500i USB | 204 | 245 |  | 13 | 33 | 18 | 10.5 | USD
Active | 80335 | 5E2000iUSB | Eaton 5E 2000i USB | 258 | 310 |  | 13 | 33 | 18 | 10.5 | USD
Active | 80336 | 5E650iDIN | Eaton 5E 650i DIN | 67 | 80 |  | 10 | 29 | 15 | 4.6 | USD
Active | 80337 | 5E650iUSBDIN | Eaton 5E 650i USB DIN | 71 | 85 |  | 10 | 29 | 15 | 4.6 | USD
Active | 80338 | 5E850iUSBDIN | Eaton 5E 850i USB DIN | 106 | 127 |  | 10 | 29 | 15 | 5.2 | USD
Active | 72954 | 5S550i | Eaton 5S 550i | 121 | 145 |  | 9 | 26 | 25 | 5 | USD
Active | 72955 | 5S700i | Eaton 5S 700i | 135 | 162 |  | 9 | 26 | 25 | 6 | USD
Active | 72956 | 5S1000i | Eaton 5S 1000i | 216 | 259 |  | 9 | 38 | 25 | 9.5 | USD
Active | 72957 | 5S1500i | Eaton 5S 1500i | 348 | 418 |  | 9 | 38 | 25 | 11 | USD
Active | #N/A | ELP650DIN | Eaton Ellipse PRO 650 DIN | 168 | 202 |  | 8 | 31 | 30 | 6 | USD
Active | #N/A | ELP650IEC | Eaton Ellipse PRO 650 IEC | 169 | 203 |  | 8 | 31 | 30 | 6 | USD
Active | 86959 | ELP850DIN | Eaton Ellipse PRO 850 DIN | 228 | 274 |  | 8 | 31 | 30 | 6 | USD
Active | 85071 | ELP850IEC | Eaton Ellipse PRO 850 IEC | 220 | 264 |  | 8 | 31 | 30 | 8 | USD
Active | 82082 | ELP1200DIN | Eaton Ellipse PRO 1200 DIN | 351 | 421 |  | 8 | 41 | 30 | 10 | USD
Active | 85831 | ELP1200IEC | Eaton Ellipse PRO 1200 IEC | 340 | 408 |  | 8 | 41 | 30 | 10 | USD
Active | 83746 | ELP1600DIN | Eaton Ellipse PRO 1600 DIN | 410 | 492 |  | 8 | 41 | 30 | 10 | USD
Active | 84266 | ELP1600IEC | Eaton Ellipse PRO 1600 IEC | 415 | 498 |  | 8 | 41 | 30 | 10 | USD
Active | 75487 | 5SC500i | Eaton 5SC 500i | 193 | 232 |  | 15 | 24 | 21 | 6.6 | USD
Active | 75488 | 5SC750i | Eaton 5SC 750i | 248 | 298 |  | 15 | 34 | 21 | 10.4 | USD
Active | 75489 | 5SC1000i | Eaton 5SC 1000i | 332 | 398 |  | 15 | 34 | 21 | 11.1 | USD
Active | 75490 | 5SC1500i | Eaton 5SC 1500i | 435 | 522 |  | 15 | 41 | 21 | 5.2 | USD
Active | 72959 | 5P650i | Eaton 5P 650i | 278 | 334 |  | 15 | 34 | 23 | 3.8 | USD
Active | 72960 | 5P850i | Eaton 5P 850i | 291 | 349 |  | 15 | 34 | 23 | 3.8 | USD
Active | 72961 | 5P1150i | Eaton 5P 1150i | 399 | 479 |  | 15 | 34 | 23 | 3.8 | USD
Active | 72962 | 5P1550i | Eaton 5P 1550i | 528 | 634 |  | 15 | 44 | 23 | 3.8 | USD
Active | 72964 | 5P650iR | Eaton 5P 650i Rack1U | 373 | 448 |  | 44 | 36 | 4 | 3.8 | USD
Active | 72965 | 5P850iR | Eaton 5P 850i Rack1U | 438 | 526 |  | 44 | 50 | 4 | 3.8 | USD
Active | 72966 | 5P1150iR | Eaton 5P 1150i Rack1U | 551 | 661 |  | 44 | 50 | 4 | 3.8 | USD
Active | 72967 | 5P1550iR | Eaton 5P 1550i Rack1U | 736 | 883 |  | 44 | 55 | 4 | 3.8 | USD
Active | 74356 | 103006590-6591 | Eaton 5130 1250 RT 2U | 653 | 784 |  | 44 | 51 | 8.62 | 25 | USD
Active | 74357 | 103006591-6591 | Eaton 5130 1750 RT 2U | 823 | 988 |  | 44 | 51 | 8.62 | 27 | USD
Active | 74358 | 103006592-6591 | Eaton 5130 2500 RT 2U | 1213 | 1456 |  | 44 | 63 | 8.62 | 34 | USD
Active | 74359 | 103006594-6591 | Eaton 5130 3000 RT 3U | 1392 | 1670 |  | 44 | 53 | 13 | 34 | USD
Active | 74355 | 103006593-6591 | Eaton 5130 3000 RT 2U | 1400 | 1680 |  | 44 | 48 | 8.62 | 35 | USD
Active | 74360 | 103006587-6591 | Eaton 5130 EBM 1750 RT 2U | 576 | 691 |  | 44 | 51 | 8.62 | 31 | USD
Active | 74362 | 103006588-6591 | Eaton 5130 EBM 3000 RT 3U | 707 | 848 |  | 44 | 63 | 13 | 42 | USD
Active | 74361 | 103006589-6591 | Eaton 5130 EBM 3000 RT 2U | 734 | 881 |  | 44 | 48 | 8.62 | 92 | USD
Active | 61427 | 5PX1500iRT | Eaton 5PX 1500i RT2U | 848 | 1018 |  | 44 | 52 | 8.62 | 31.45 | USD
Active | 61429 | 5PX1500iRTN | Eaton 5PX 1500i RT2U Netpack | 1048 | 1258 |  | 44 | 52 | 8.62 | 31.45 | USD
Active | 61430 | 5PX2200iRT | Eaton 5PX 2200i RT2U | 1238 | 1486 |  | 44 | 52 | 8.62 | 32.35 | USD
Active | 61431 | 5PX2200iRTN | Eaton 5PX 2200i RT2U Netpack | 1432 | 1718 |  | 44 | 52 | 8.62 | 32.35 | USD
Active | 61433 | 5PX3000iRT3U | Eaton 5PX 3000i RT3U | 1549 | 1859 |  | 44 | 50 | 13 | 41.55 | USD
Active | 61434 | 5PX3000iRTN | Eaton 5PX 3000i RT2U Netpack | 1744 | 2093 |  | 44 | 65 | 8.62 | 42.2 | USD
Active | 61435 | 5PXEBM48RT | Eaton 5PX EBM 48V RT2U | 491 | 589 |  | 44 | 52 | 8.62 | 36.65 | USD
Active | 61436 | 5PXEBM72RT3U | Eaton 5PX EBM 72V RT3U | 764 | 917 |  | 44 | 50 | 13 | 48.48 | USD
Active | 61437 | 5PXEBM72RT2U | Eaton 5PX EBM 72V RT2U | 764 | 917 |  | 44 | 65 | 8.62 | 50.51 | USD
Active | 85330 | 68180 | Eaton EX 700 | 615 | 738 |  | 15 | 44 | 24 | 15.2 | USD
Active | 85331 | 68181 | Eaton EX 1000 | 687 | 824 |  | 15 | 44 | 24 | 17.9 | USD
Active | 85332 | 68182 | Eaton EX 1000 RT2U | 816 | 979 |  | 44 | 48 | 9 | 25 | USD
Active | 84800 | 68183 | Eaton EX 1500 | 1035 | 1242 |  | 15 | 49 | 24 | 20.9 | USD
Active | 85173 | 68184 | Eaton EX 1500 RT2U | 1155 | 1386 |  | 44 | 48 | 9 | 27.3 | USD
Active | 85333 | 68188 | Eaton EX 1500 RT2U Marine | 1542 | 1850 |  | 44 | 48 | 9 | 0 | USD
Active | 85334 | 68185 | Eaton EX EXB 1000/1500 | 451 | 541 |  | 15 | 44 | 24 | 23 | USD
Active | 85206 | 68186 | Eaton EX EXB 1000/1500 RT2U | 506 | 607 |  | 44 | 48 | 9 | 27.5 | USD
Active | #N/A | 68449 | Eaton EX 2200 RT Marine | 2624 | 3149 |  | 44 | 64 | 9 | 0 | USD
Active | #N/A | 68473 | Eaton EX 3000 RT Marine | 2923 | 3508 |  | 44 | 64 | 9 | 0 | USD
Active | 71131 | 9SX5KiRT | Eaton 9SX 5000i RT3U | 2649 | 3179 |  | 44 | 68 | 13 | 48 | USD
Active | 71132 | 9SX6KiRT | Eaton 9SX 6000i RT3U | 2859 | 3431 |  | 44 | 68 | 13 | 48 | USD
Active | 71083 | 9SXEBM180RT | Eaton 9SX EBM 180V RT3U | 1333 | 1600 |  | 44 | 68 | 13 | 68 | USD
Active | 72211 | 9SX8Ki | Eaton 9SX 8000i | 3542 | 4250 |  | 44 | 70 | 26 | 84 | USD
Active | 72213 | 9SX8KiRT | Eaton 9SX 8000i RT6U | 3874 | 4649 |  | 44 | 70 | 26 | 84 | USD
Active | 72212 | 9SX11Ki | Eaton 9SX 11000i | 4435 | 5322 |  | 44 | 70 | 26 | 86 | USD
Active | 72214 | 9SX11KiRT | Eaton 9SX 11000i RT6U | 4689 | 5627 |  | 44 | 70 | 26 | 86 | USD
Active | 71137 | 9SXEBM240 | Eaton 9SX EBM 240V | 1349 | 1619 | 1033 | 44 | 68 | 13 | 65 | USD
Active | 72209 | 9SX8KiPM | Eaton 9SX 8000i Power Module | 2499 | 2999 | 2134 | 44 | 70 | 13 | 19 | USD
Active | 72210 | 9SX11KiPM | Eaton 9SX 11000i Power Module | 3364 | 4037 |  | 44 | 70 | 13 | 21 | USD
Active | 87653 | 9PX2200IRT3U | Eaton 9PX 2200i RT3U | 1518 | 1822 |  | 44 | 61 | 8.7 | 25 | USD
Active | 87654 | 9PX2200IRT2U | Eaton 9PX 2200i RT2U | 1728 | 2074 |  | 44 | 49 | 13 | 25 | USD
Active | 87655 | 9PX2200IRTBPD | Eaton 9PX 2200i RT3U HotSwap DIN | 1687 | 2024 |  | 44 | 49 | 13 | 25 | USD
Active | 87656 | 9PX2200IRTBPH | Eaton 9PX 2200i RT3U HotSwap HW | 1687 | 2024 |  | 44 | 49 | 13 | 25 | USD
Active | 87657 | 9PX2200IRTBP | Eaton 9PX 2200i RT3U HotSwap IEC | 1687 | 2024 |  | 44 | 49 | 13 | 25 | USD
Active | 87658 | 9PX2200IRTN | Eaton 9PX 2200i RT2U Netpack | 1977 | 2372 |  | 44 | 61 | 9 | 25 | USD
Active | 87659 | 9PX3000IRT3U | Eaton 9PX 3000i RT3U | 2237 | 2684 |  | 44 | 49 | 13 | 28 | USD
Active | 87660 | 9PX3000IRT2U | Eaton 9PX 3000i RT2U | 2457 | 2948 |  | 44 | 61 | 9 | 28 | USD
Active | 87661 | 9PX3000IRTBPD | Eaton 9PX 3000i RT3U HotSwap DIN | 2407 | 2888 |  | 44 | 49 | 13 | 28 | USD
Active | 87662 | 9PX3000IRTBPH | Eaton 9PX 3000i RT3U HotSwap HW | 2407 | 2888 |  | 44 | 49 | 13 | 28 | USD
Active | 87663 | 9PX3000IRTBP | Eaton 9PX 3000i RT3U HotSwap IEC | 2407 | 2888 |  | 44 | 49 | 13 | 28 | USD
Active | 87664 | 9PX3000IRTN | Eaton 9PX 3000i RT2U Netpack | 2715 | 3258 |  | 44 | 61 | 9 | 28 | USD
Active | 87665 | 9PXEBM72RT2U | Eaton 9PX EBM 72V RT2U | 976 | 1171 |  | 44 | 61 | 9 | 40 | USD
Active | 87666 | 9PXEBM72RT3U | Eaton 9PX EBM 72V RT3U | 930 | 1116 |  | 44 | 49 | 13 | 40 | USD
Active | 87667 | EBMCBL72 | Eaton 2m cable 72V EBM | 98 | 118
Active | 71140 | 9PX5KiBP | Eaton 9PX 5000i HotSwap | 3034 | 3641 | 2432.9054 | 44 | 69 | 13 | 48 | USD
Active | 71141 | 9PX5KiRTN | Eaton 9PX 5000i RT3U Netpack | 3211 | 3853 | 2574.7657 | 44 | 69 | 13 | 48 | USD
Active | 71142 | 9PX6KiBP | Eaton 9PX 6000i HotSwap | 3240 | 3888 | 2598.4092 | 44 | 69 | 13 | 48 | USD
Active | 71143 | 9PX6KiRTN | Eaton 9PX 6000i RT3U Netpack | 3388 | 4066 | 2716.6262 | 44 | 69 | 13 | 48 | USD
Active | 71129 | 9PXEBM180 | Eaton 9PX EBM 180V | 1237 | 1484 | 992 | 44 | 69 | 13 | 68 | USD
Active | 71144 | 9PX8KiBP | Eaton 9PX 8000i HotSwap | 4213 | 5056 |  | 44 | 70 | 26 | 84 | USD
Active | 71145 | 9PX8KiRTNBP | Eaton 9PX 8000i RT6U HotSwap Netpack | 4715 | 5658 |  | 44 | 70 | 26 | 84 | USD
Active | 71153 | 9PX11KiBP | Eaton 9PX 11000i HotSwap | 5098 | 6118 |  | 44 | 70 | 26 | 84 | USD
Active | 71149 | 9PX11KiRTNBP | Eaton 9PX 11000i RT6U HotSwap Netpack | 5511 | 6613 |  | 44 | 70 | 26 | 84 | USD
Active | 71151 | 9PXEBM240 | Eaton 9PX EBM 240V | 1442 | 1730 |  | 44 | 70 | 26 | 65 | USD
Active | 71147 | 9PX8KiPM | Eaton 9PX 8000i Power Module | 2654 | 3185 |  | 44 | 70 | 12 | 19 | USD
Active | 71150 | 9PX11KiPM | Eaton 9PX 11000i Power Module | 3509 | 4211 | 2813.564 | 44 | 70 | 13 | 19 | USD
Active | 80439 | 9PXM10KiRTN | Eaton 9PX 10Ki 5Ki Redundant RT9U Netpack | 7245 | 8694 |  | 44 | 70 | 39 | 106 | USD
Active | 80440 | 9PXM12KiRTN | Eaton 9PX 12Ki 6Ki Redundant RT9U Netpack | 7682 | 9218 |  | 44 | 70 | 39 | 106 | USD
Active | 80441 | 9PXM16KiRTN | Eaton 9PX 16Ki 8Ki Redundant RT15U Netpack | 10596 | 12715 |  | 44 | 70 | 39 | 183 | USD
Active | 80442 | 9PXM22KiRTN | Eaton 9PX 22Ki 11Ki Redundant RT15U Netpack | 12417 | 14900 |  | 44 | 70 | 39 | 183 | USD
Active | 80443 | 9PXMEZ6Ki | Eaton 9PX ModularEasy 6000i | 1181 | 1417 |  | 44 | 69 | 13 | 10 | USD
Active | 80444 | 9PXMEZ11Ki | Eaton 9PX ModularEasy 11000i | 1819 | 2183 |  | 44 | 69 | 13 | 15 | USD
Active | 80145 | 9PX6KiBP31 | Eaton 9PX 6000i 3:1 HotSwap | 3804 | 4565 |  | 44 | 70 | 26 | 88 | USD
Active | 80146 | 9PX6KiRTNBP31 | Eaton 9PX 6000i 3:1 RT6U HotSwap Netpack | 4302 | 5162 |  | 44 | 70 | 26 | 88 | USD
Active | 80147 | 9PX8KiBP31 | Eaton 9PX 8000i 3:1 HotSwap | 4508 | 5410 |  | 44 | 70 | 26 | 88 | USD
Active | 80148 | 9PX8KiRTNBP31 | Eaton 9PX 8000i 3:1 RT6U HotSwap Netpack | 5009 | 6011 |  | 44 | 70 | 26 | 88 | USD
Active | 80149 | 9PX11KiBP31 | Eaton 9PX 11000i 3:1 HotSwap | 5393 | 6472 |  | 44 | 70 | 26 | 88 | USD
Active | 80150 | 9PX11KiRTNBP31 | Eaton 9PX 11000i 3:1 RT6U HotSwap Netpack | 5806 | 6967 |  | 44 | 70 | 26 | 88 | USD
Active | 80151 | 9PX6KiPM31 | Eaton 9PX 6000i 3:1 Power Module | 2329 | 2795 |  | 44 | 70 | 12 | 88 | USD
Active | 80152 | 9PX8KiPM31 | Eaton 9PX 8000i 3:1 Power Module | 2919 | 3503 |  | 44 | 70 | 12 | 88 | USD
Active | 80153 | 9PX11KiPM31 | Eaton 9PX 11000i 3:1 Power Module | 3804 | 4565 |  | 44 | 70 | 13 | 88 | USD
Active | 72758 | MBP6Ki | Eaton HotSwap MBP 6000i | 380 | 456 |  | 17 | 11 | 13 | 5 | USD
Active | 72759 | MBP11Ki | Eaton HotSwap MBP 11000i | 646 | 775 |  | 34 | 13 | 13 | 12 | USD
Active | 82234 | MBP11Ki31 | Eaton HotSwap MBP 11000i 3:1 | 675 | 810 |  | 34 | 13 | 13 | 12 | USD
Active | 84474 | 9RK | Eaton Rack kit 9PX/9SX | 193 | 232 |  | 2 | 70 | 13 | 5 | USD
Active | 72760 | SC240RT | Eaton Supercharger 240VDC | 793 | 952 |  | 44 | 70 | 13 | 15 | USD
Active | 72761 | TFMR11Ki | Eaton Transformer 11000i | 2857 | 3428 |  | 44 | 70 | 13 | 84 | USD
Active | 72762 | BINTSYS | Eaton Battery Integration System | 675 | 810 | [5 empty] | USD
Active | 72763 | EBMCBL180 | Eaton 1,8m cable 180V EBM | 108 | 130 |  | 4 | 30 | 2 | 0.3 | USD
Active | 72764 | EBMCBL240 | Eaton 1,8m cable 240V EBM | 108 | 130 |  | 4 | 30 | 2 | 0.3 | USD
New | 84872 | CBLOUT32 | Output cable 32A, hardwired to 32A EN60309 plug | 69 | 83 |  | 4 | 30 | 2 | 0.5 | USD
New | 84873 | CBL2OUT32 | Output cable 32A, hardwired to 2 x 32A EN60309 plugs | 149 | 179 |  | 4 | 30 | 2 | 0.5 | USD
Active | 74199 | CBLADAPT180 | EBM Cord Adaptor for MX/9135 | 115 | 138 |  | 4 | 30 | 2 | 0.3 | USD
Active | 84435 | 9E6Ki | Eaton 9E 6000i | 1856 | 2227 |  | 26 | 61 | 71 | 68 | USD
Active | 84436 | 9E10Ki | Eaton 9E 10000i | 2453 | 2944 |  | 26 | 61 | 71 | 85 | USD
Active | 84437 | 9E10KiXL | Eaton 9E 10000i XL | 1840 | 2208 |  | 26 | 61 | 71 | 48 | USD
Active | 84438 | 9E15Ki | Eaton 9E 15000i | 3851 | 4621 |  | 35 | 70 | 81 | 145 | USD
Active | 84439 | 9E20Ki | Eaton 9E 20000i | 4884 | 5861 |  | 35 | 70 | 81 | 160 | USD
Active | 84440 | 9E20KiXL | Eaton 9E 20000i XL | 3799 | 4559 |  | 35 | 70 | 81 | 48 | USD
Active | 84441 | 9EEBM180 | Eaton 9E EBM 180V | 979 | 1175 |  | 26 | 61 | 71 | 105 | USD
Active | 84442 | 9EEBM240 | Eaton 9E EBM 240V | 1300 | 1560 |  | 35 | 70 | 81 | 132 | USD
Active | 84443 | 9EEBM480 | Eaton 9E EBM 480V | 1760 | 2112 |  | 35 | 70 | 81 | 132 | USD
EOL | 52421 | 68431 | Eaton HotSwap MBP DIN | 194 | 233 |  | 44 | 18 | 6 | 1.55 | USD
EOL | 52423 | 68433 | Eaton HotSwap MBP IEC | 194 | 233 |  | 44 | 18 | 6 | 1.55 | USD
EOL | 54285 | 68434 | Eaton HotSwap MBP HW | 194 | 233 |  | 44 | 18 | 6 | 1.8 | USD
EOL | 53698 | 68439 | 10A FR/DIN power cords for HotSwap MBP | 81 | 97 |  | 10 | 20 | 2 | 0.96 | USD
Active | 87647 | MBP3KID | Eaton HotSwap MBP DIN | 200 | 240 |  | 44 | 18 | 6 | 1.55 | USD
Active | 87648 | MBP3KI | Eaton HotSwap MBP IEC | 200 | 240 |  | 44 | 18 | 6 | 1.55 | USD
Active | 87649 | MBP3KIH | Eaton HotSwap MBP HW | 200 | 240 |  | 44 | 18 | 6 | 1.8 | USD
Active | 87650 | CBLMBP10EU | 10A FR/DIN power cords for HotSwap MBP | 84 | 101 |  | 10 | 20 | 2 | 0.96 | USD
EOL | 55529 | 68436 | Eaton FlexPDU 8 DIN | 166 | 199 |  | 44 | 18 | 6 | 1.8 | USD
EOL | 55530 | 68438 | Eaton FlexPDU 12 IEC | 166 | 199 |  | 44 | 18 | 6 | 1.8 | USD
Active | 87651 | EFLX8D | Eaton FlexPDU 8 DIN | 171 | 205 |  | 44 | 18 | 6 | 1.8 | USD
Active | 87652 | EFLX12I | Eaton FlexPDU 12 IEC | 171 | 205 |  | 44 | 18 | 6 | 1.8 | USD
Active | 54315 | 66925 | Intelligent Power Manager Silver License | 737 | 884 |  | 20 | 30 | 1 | 0.1 | USD
Active | 54316 | 66926 | Intelligent Power Manager Gold License | 3684 | 4421 |  | 20 | 30 | 1 | 0.1 | USD
Active | 64911 | Network-MS | Network Card-MS | 238 | 286 |  | 20 | 30 | 1 | 0.2 | USD
Active | 64912 | MODBUS-MS | Network and MODBUS Card-MS | 347 | 416 |  | 20 | 30 | 1 | 0.2 | USD
Active | 64913 | Relay-MS | Relay Card-MS | 120 | 144 |  | 20 | 30 | 1 | 0.2 | USD
Active | 77119 | EMP001 | Environmental Monitoring Probe | 179 | 215 |  | 10 | 20 | 1 | 0.1 | USD
Active | 0 | 66033 | Interface cable for IBM iSeries/AS 400 | 33 | 40 |  | 10 | 20 | 1 | 0.28 | USD
Active | 55556 | 66395 | 2 IEC22 additional output cords 10A | 23 | 28 |  | 10 | 30 | 3 | 0.34 | USD
Active | 55557 | 66396 | 1 IEC22 additional output cords 16A | 36 | 43 |  | 10 | 30 | 3 | 0.26 | USD
Active | 74195 | 66397 | Kit power cords USE/DIN-IEC 16A | 62 | 74 |  | 10 | 30 | 3 | 0.52 | USD
| 18421 | 1014018 | Relay (AS/400) card for 9120, 9130 | 84 | 101 |  | 20 | 30 | 1 | 0.2 | USD
|  | 1002001 | AS/400 shutdown cable for Xslot and BD relay cards and 9305 | 35 | 42 |  | 20 | 30 | 1 | 0.2 | USD
|  | 152602868-001 | 2m battery cable for Eaton 9130 EBM 1000 | 108 | 130 |  | 5 | 30 | 3 | 0.2 | USD
|  | 152602869-001 | 2m battery cable for Eaton 9130 EBM 1500 | 108 | 130 |  | 5 | 30 | 3 | 0.2 | USD
| 73988 | 152602870-001 | 2m battery cable for Eaton 9130 EBM 3000 | 108 | 130 |  | 5 | 30 | 3 | 0.2 | USD
| 18429 | 1018674 | Transformer option for 5000-6000VA | 1503 | 1804 |  | 192 | 455 | 350 | 43 | USD
Active | 83488 | EATS30N | Eaton ATS 30A Netpack | 1036 | 1243 |  | 44 | 39 | 4.3 | 5 | USD
Active | 85733 | EATS16 | Eaton ATS 16A | 711 | 853 |  | 44 | 39 | 4.3 | 5 | USD
Active | 85734 | EATS16N | Eaton ATS 16A Netpack | 828 | 994 |  | 44 | 39 | 4.3 | 5 | USD
Active | 75445 | 66029 | IEC 10/16A cord set for Eaton STS 16 | 30 | 36 |  | 10 | 30 | 3 | 0.52 | USD
Eaton ePDU Basic G3
Active | 81025 | EBAB00 | EPDU BA 0U (309 16A 3P)36XC13:6XC19 | 1070 | 1284 |  | 5.2 | 5.3 | 160.4 | 10 | USD
Active | 81026 | EBAB01 | EPDU BA 0U (309 32A 3P)3XC13:6XC19 | 1355 | 1626 |  | 5.2 | 5.3 | 70.4 | 10 | USD
Active | 81027 | EBAB02 | EPDU BA 0U (C14 10A 1P)8XC13 | 247 | 296 |  | 5.2 | 5.3 | 44.3 | 10 | USD
Active | 81028 | EBAB03 | EPDU BA 0U (C14 10A 1P)16XC13 | 449 | 539 |  | 5.2 | 5.3 | 70.4 | 10 | USD
Active | 81029 | EBAB04 | EPDU BA 0U (309 16A 1P)20XC13:4XC19 | 531 | 637 |  | 5.2 | 5.3 | 107 | 10 | USD
Active | 81030 | EBAB05 | EPDU BA 0U (309 32A 1P)20XC13:4XC19 | 531 | 637 |  | 5.2 | 5.3 | 107 | 10 | USD
Active | 81031 | EBAB11 | EPDU BA 0U (309 32A 3P)6XC19 | 1086 | 1303 |  | 5.2 | 5.3 | 70.4 | 10 | USD
Active | 81032 | EBAB19 | EPDU BA 0U (C14 10A 1P)12XC13 | 320 | 384 |  | 5.2 | 5.3 | 44.3 | 10 | USD
Active | 81033 | EBAB21 | EPDU BA 0U (C20 16A 1P)16XC13 | 489 | 587 |  | 5.2 | 5.3 | 70.4 | 10 | USD
Active | 81034 | EBAB22 | EPDU BA 0U (C20 16A 1P)20XC13:4XC19 | 519 | 623 |  | 5.2 | 5.3 | 107 | 10 | USD
Eaton ePDU Metered Input G3
Active | 81038 | EMIB00 | EPDU MI 0U (309 16A 3P)36XC13:6XC19 | 1588 | 1906 |  | 5.2 | 5.3 | 182.9 | 10 | USD
Active | 81039 | EMIB03 | EPDU MI 0U (C14 10A 1P)16XC13 | 869 | 1043 |  | 5.2 | 5.3 | 107 | 10 | USD
Active | 81040 | EMIB04 | EPDU MI 0U (309 16A 1P)20XC13:4XC19 | 917 | 1100 |  | 5.2 | 5.3 | 107 | 10 | USD
Active | 81041 | EMIB05 | EPDU MI 0U (309 32A 1P)20XC13:4XC19 | 976 | 1171 |  | 5.2 | 5.3 | 115.4 | 10 | USD
Active | 81042 | EMIB06 | EPDU MI 0U (309 32A 1P)12XC13:4XC19 | 822 | 986 |  | 5.2 | 5.3 | 107 | 10 | USD
Active | 81043 | EMIB07 | EPDU MI 0U (309 32A 3P)6XC13:12XC19 | 1553 | 1864 |  | 5.2 | 5.3 | 160.4 | 10 | USD
Active | 81044 | EMIB08 | EPDU MI 0U (309 32A 1P)36XC13:6XC19 | 1090 | 1308 |  | 5.2 | 5.3 | 160.4 | 10 | USD
Active | 81045 | EMIB09 | EPDU MI 0U (C20 16A 1P)18XC13:2XC19 | 1012 | 1214 |  | 5.2 | 5.3 | 107 | 10 | USD
Active | 81046 | EMIB10 | EPDU MI 0U (309 16A 1P)18XC13:2XC19 | 1028 | 1234 |  | 5.2 | 5.3 | 107 | 10 | USD
Active | 81047 | EMIB11 | EPDU MI 0U (309 32A 3P)6XC19 | 1494 | 1793 |  | 5.2 | 5.3 | 107 | 10 | USD
Active | 81048 | EMIB12 | EPDU MI 0U (309 32A 3P)12XC13:12XC19 | 1691 | 2029 |  | 5.2 | 5.3 | 160.4 | 10 | USD
Active | 82235 | EMIB18 | EPDU MI 0U (309 32A 1P)20XC13:2XC19:2XGE | 978 | 1174 |  | 5.2 | 5.3 | 115.4 | 10 | USD
Active | 83639 | EMIB34 | EPDU MI 0U (309 32A 3P)30XC13:12XC19 | 2639 | 3167 |  | 5.2 | 5.3 | 182.9 | 10 | USD
Eaton ePDU In-Line Metered G3
Active | 81035 | EILB13 | EPDU IL 0U (309 16A 1P)1X309 | 626 | 751 |  | 5.2 | 5.3 | 70.4 | 10 | USD
Active | 81036 | EILB14 | EPDU IL 0U (309 32A 1P)1X309 | 679 | 815 |  | 5.2 | 5.3 | 70.4 | 10 | USD
Active | 81037 | EILB15 | EPDU IL 0U (309 32A 3P)1X309 | 769 | 923 |  | 5.2 | 5.3 | 70.4 | 10 | USD
Eaton ePDU Metered Outlet G3
Active |  | EMOB03 | EPDU MO 0U (C14 10A 1P)16XC13 | 1482 | 1778 |  | 5.2 | 5.3 | 115.4 | 10 | USD
Active |  | EMOB04 | EPDU MO 0U (309 16A 1P)20XC13:4XC19 | 1548 | 1858 |  | 5.2 | 5.3 | 160.4 | 10 | USD
Active |  | EMOB05 | EPDU MO 0U (309 32A 1P)20XC13:4XC19 | 1744 | 2093 |  | 5.2 | 5.3 | 160.4 | 10 | USD
Active |  | EMOB18 | EPDU MO 0U (309 32A 1P)20XC13:2XC19:2XGE | 1744 | 2093 |  | 5.2 | 5.3 | 160.4 | 10 | USD
Active |  | EMOB20 | EPDU MO 0U (309 16A 3P)21XC13:3XC19 | 2140 | 2568 |  | 5.2 | 5.3 | 160.4 | 10 | USD
Active |  | EMOB22 | EPDU MO 0U (C20 16A 1P)20XC13:4XC19 | 1547 | 1856 |  | 5.2 | 5.3 | 160.4 | 10 | USD
Eaton ePDU Switched G3
Active |  | ESWB03 | EPDU SW 0U (C14 10A 1P)16XC13 | 1585 | 1902 |  | 5.2 | 5.3 | 115.4 | 10 | USD
Active |  | ESWB04 | EPDU SW 0U (309 16A 1P)20XC13:4XC19 | 1638 | 1966 |  | 5.2 | 5.3 | 160.4 | 10 | USD
Active |  | ESWB05 | EPDU SW 0U (309 32A 1P)20XC13:4XC19 | 1744 | 2093 |  | 5.2 | 5.3 | 160.4 | 10 | USD
Active |  | ESWB18 | EPDU SW 0U (309 32A 1P)20XC13:2XC19:2XGE | 1744 | 2093 |  | 5.2 | 5.3 | 160.4 | 10 | USD
Active |  | ESWB20 | EPDU SW 0U (309 16A 3P)21XC13:3XC19 | 2140 | 2568 |  | 5.2 | 5.3 | 160.4 | 10 | USD
Active |  | ESWB22 | EPDU SW 0U (C20 16A 1P)20XC13:4XC19 | 1638 | 1966 |  | 5.2 | 5.3 | 160.4 | 10 | USD
Active |  | ESWB23 | EPDU SW 0U (309 16A 1P)7XC13:1XC19 | 1465 | 1758 |  | 5.2 | 5.3 | 70.4 | 10 | USD
Eaton ePDU Managed G3
Active |  | EMAB03 | EPDU MA 0U (C14 10A 1P)16XC13 | 1932 | 2318 |  | 5.2 | 5.3 | 115.4 | 10 | USD
Active |  | EMAB04 | EPDU MA 0U (309 16A 1P)20XC13:4XC19 | 2002 | 2402 |  | 5.2 | 5.3 | 160.4 | 10 | USD
Active | 85754 | EMAB05 | EPDU MA 0U (309 32A 1P)20XC13:4XC19 | 2131 | 2557 |  | 5.2 | 5.3 | 160.4 | 10 | USD
Active |  | EMAB18 | EPDU MA 0U (309 32A 1P)20XC13:2XC19:2XGE | 2131 | 2557 |  | 5.2 | 5.3 | 160.4 | 10 | USD
Active |  | EMAB20 | EPDU MA 0U (309 16A 3P)21XC13:3XC19 | 2615 | 3138 |  | 5.2 | 5.3 | 160.4 | 10 | USD
Active | 84334 | EMAB22 | EPDU MA 0U (C20 16A 1P)20XC13:4XC19 | 2002 | 2402 |  | 5.2 | 5.3 | 160.4 | 10 | USD
Active | 84781 | EMAB33 | EPDU MA 0U (309 32A 3P)18XC13:6XC19 | 2933 | 3520 |  | 5.2 | 5.3 | 182.9 | 10 | USD
Active | 50811 | 103006433-6591 | Eaton 9130 700 | 396 | 475 |  | 16 | 35 | 23 | 13 | USD
Active | 50813 | 103006434-6591 | Eaton 9130 1000 | 468 | 562 |  | 16 | 38 | 23 | 15 | USD
Active | 50815 | 103006435-6591 | Eaton 9130 1500 | 692 | 830 |  | 16 | 43 | 23 | 19 | USD
Active | 50816 | 103006436-6591 | Eaton 9130 2000 | 784 | 941 |  | 21 | 41 | 32 | 35 | USD
Active | 50817 | 103006437-6591 | Eaton 9130 3000 | 1165 | 1398 |  | 21 | 41 | 32 | 35 | USD
Active | 56613 | 103007841-6591 | Eaton 9130 5000 | 2326 | 2791 |  | 24 | 54 | 57 | 83.5 | USD
Active | 56614 | 103007842-6591 | Eaton 9130 6000 | 2604 | 3125 |  | 24 | 54 | 57 | 83.5 | USD
Active | 50491 | 103006455-6591 | Eaton 9130 1000 RM | 763 | 916 |  | 44 | 45 | 8.8 | 16 | USD
Active | 50489 | 103006456-6591 | Eaton 9130 1500 RM | 967 | 1160 |  | 44 | 45 | 8.8 | 19 | USD
Active | 50492 | 103006457-6591 | Eaton 9130 2000 RM | 1188 | 1426 |  | 44 | 60 | 8.8 | 29 | USD
Active | 50493 | 103006463-6591 | Eaton 9130 3000 RM | 1479 | 1775 |  | 44 | 60 | 8.8 | 30 | USD
Active | 50684 | 103006438-6591 | Eaton 9130 EBM 1000 | 315 | 378 |  | 16 | 38 | 23 | 19 | USD
Active | 50685 | 103006439-6591 | Eaton 9130 EBM 1500 | 374 | 449 |  | 16 | 43 | 23 | 25 | USD
Active | 50686 | 103006440-6591 | Eaton 9130 EBM 3000 | 619 | 743 |  | 21 | 41 | 33 | 50 | USD
Active | 56615 | 103007843-6591 | Eaton 9130 EBM 6000 | 1622 | 1946 |  | 24 | 54 | 57 | 120 | USD
Active | 50679 | 103006458-6591 | Eaton 9130 EBM 1000 RM | 447 | 536 |  | 44 | 45 | 8.8 | 23 | USD
Active | 50682 | 103006459-6591 | Eaton 9130 EBM 1500 RM | 447 | 536 |  | 44 | 45 | 8.8 | 29 | USD
Active | 50683 | 103006460-6591 | Eaton 9130 EBM 3000 RM | 600 | 720 |  | 44 | 60 | 8.8 | 42 | USD
Note on G2: Действительна ТОЛЬКО на складские ИБП

## BladeUPS
#REF! |  |  | 2016-09-01
Code | Reference | Description | Dealer Price | Retail Price | Ширина см | Глубина см | Высота см | Вес кг
83685 | RCU42610SPBE | 42U (REC Series) rack enclosure (RCA42610SPBE) with BladeBar (103007571-5591) and Bottom entry Wireway (103007569-5591) pre configured | 4413 | 6178 | 60 | 100 | 200 | 164
74406 | 1029182 | 6 high Blade Bar - BOTTOM entry and wireway kit for parallel system (P/N's 103007571-5591 and 103007569-5591) for mounting in an 42U empty rack | 3694 | 5172 | 20 | 20 | 150 | 44
52015 | 1029183 | Converting Single BladeUPS to Parallel BladeUPS - Parallel wire conversion kit (P/N 103006474-POI) including Paralleling Comm set with CAN card, RJ45 & pull chain cables (P/N 103005961-001 ) | 708 | 991 | 5 | 30 | 4 | 1
56560 | 1030505 | 6 high Blade Bar - TOP entry and wireway kit for parallel system (P/N's 103007573-5591 and 103007569-5591) for mounting in an 42U empty rack | 3845 | 5383 | 30 | 30 | 200 | 30
56561 | 1030506 | 4 high Blade Bar - BOTTOM entry and wireway kit for parallel system (P/N's 103007830-5591 and 103007569-5591) for mounting in an 30U empty rack | 3587 | 5022 | 30 | 30 | 150 | 25
56563 | 1030507 | 4 high Blade Bar - TOP entry and wireway kit for parallel system (P/N's 103007828-5591 and 103007569-5591) for mounting in an 30U empty rack | 3739 | 5235 | 30 | 30 | 150 | 25
60953 | 103005747-6591 | EBM - 3U Extended Battery Module | 1505 | 2107 | 44 | 66 | 13 | 77
74410 | 103006348-001 | EBM extension cable - 3 ft lead | 396 | 554 | 5 | 30 | 4 | 1
74408 | 103006474-44I | Converting parallel BladeUPS to Single BladeUPS - IEC309-32 (5 Wire in and out) conversion kit | 384 | 538 | 102 | 356 | 102 | 2.7
74409 | 103007247-5591 | External Battery Interconnect - connect multiple external batteries (not included) | 1242 | 1739 | 7 | 9 | 19 | 2
74411 | 103007415-5400 | BladeUPS Maintenance Bypass Module, 6U high, 400V | 5388 | 7543 | 44 | 75 | 26 | 34
43444 | Y032420CD100000 | RPM - Rack Power Module (BladeUPS in, 12xC13 + 6xC19 out) 10ft lead | 2649 | 3709 | 44 | 51 | 13 | 19
45161 | Y032440CD100000 | RPM - Rack Power Module (BladeUPS in, 12xC13 + 6xC19 out) 20ft lead | 2689 | 3765 | 44 | 51 | 13 | 19
52014 | Y032440DD100000 | RPM - Rack Power Module (BladeUPS in, 12xC19 out) 20ft lead | 2962 | 4147 | 44 | 51 | 13 | 19
74412 | ZC1224401100000 | PW BladeUPS Single Unit 12kW 400V (IEC 309-32A 5W in, 5W + RPM out) SNMP | 10280 | 14392 | 44 | 71 | 26 | 144
74413 | ZC122P060100000 | PW BladeUPS Parallel Unit 12kW 400V (Parallel cord for BladeBar in/out, RPM out) | 10289 | 14405 | 44 | 71 | 26 | 144

## Eaton Big
2016-09-01
Model | Status | Product sub-category | DAX Code | Reference | Description | Dealer USD | Retail USD
Модель | Статус | Группа товара |  | Артикул | Название
93PS-40kW | Active | Eaton 93PS; 8kW; without batteries; 20kW power module | 86555 | BC80A0206A01000000 | 93PS-8(40)-20-0-6 | 14248 | 17098
93PS-40kW | Active | Eaton 93PS; 8kW; with long life batteries; 20kW power module | 86556 | BC80A3206A01000000 | 93PS-8(40)-20-3x7Ah-LL-6 | 21708 | 26050
93PS-40kW | Active | Eaton 93PS; 8kW; with long life batteries; 20kW power module | 86557 | BC80A4206A01000000 | 93PS-8(40)-20-4x7Ah-LL-6 | 24194 | 29033
93PS-40kW | Active | Eaton 93PS; 8kW; with standard batteries; 20kW power module | 86558 | BC80AC206A01000000 | 93PS-8(40)-20-3x9Ah-6 | 21436 | 25723
93PS-40kW | Active | Eaton 93PS; 8kW; with standard batteries; 20kW power module | 86559 | BC80AD206A01000000 | 93PS-8(40)-20-4x9Ah-6 | 23832 | 28598
93PS-40kW | Active | Eaton 93PS; 8kW; without batteries; with MBS; 20kW power module | 86560 | BC80A0306A01000000 | 93PS-8(40)-20-0-MBS-6 | 14396 | 17275
93PS-40kW | Active | Eaton 93PS; 8kW; with long life batteries; with MBS; 20kW power module | 86561 | BC80A3306A01000000 | 93PS-8(40)-20-3x7Ah-LL-MBS-6 | 21855 | 26226
93PS-40kW | Active | Eaton 93PS; 8kW; with long life batteries; with MBS; 20kW power module | 86562 | BC80A4306A01000000 | 93PS-8(40)-20-4x7Ah-LL-MBS-6 | 24342 | 29210
93PS-40kW | Active | Eaton 93PS; 8kW; with standard batteries; with MBS; 20kW power module | 86563 | BC80AC306A01000000 | 93PS-8(40)-20-3x9Ah-MBS-6 | 21584 | 25901
93PS-40kW | Active | Eaton 93PS; 8kW; with standard batteries; with MBS; 20kW power module | 86564 | BC80AD306A01000000 | 93PS-8(40)-20-4x9Ah-MBS-6 | 23980 | 28776
93PS-40kW | Active | Eaton 93PS; 10kW; without batteries; 20kW power module | 86565 | BC01A0206A01000000 | 93PS-10(40)-20-0-6 | 14796 | 17755
93PS-40kW | Active | Eaton 93PS; 10kW; with long life batteries; 20kW power module | 86566 | BC01A3206A01000000 | 93PS-10(40)-20-3x7Ah-LL-6 | 22256 | 26707
93PS-40kW | Active | Eaton 93PS; 10kW; with long life batteries; 20kW power module | 86567 | BC01A4206A01000000 | 93PS-10(40)-20-4x7Ah-LL-6 | 24742 | 29690
93PS-40kW | Active | Eaton 93PS; 10kW; with standard batteries; 20kW power module | 86568 | BC01AC206A01000000 | 93PS-10(40)-20-3x9Ah-6 | 21984 | 26381
93PS-40kW | Active | Eaton 93PS; 10kW; with standard batteries; 20kW power module | 86569 | BC01AD206A01000000 | 93PS-10(40)-20-4x9Ah-6 | 24380 | 29256
93PS-40kW | Active | Eaton 93PS; 10kW; without batteries; with MBS; 20kW power module | 86570 | BC01A0306A01000000 | 93PS-10(40)-20-0-MBS-6 | 14944 | 17933
93PS-40kW | Active | Eaton 93PS; 10kW; with long life batteries; with MBS; 20kW power module | 86571 | BC01A3306A01000000 | 93PS-10(40)-20-3x7Ah-LL-MBS-6 | 22403 | 26884
93PS-40kW | Active | Eaton 93PS; 10kW; with long life batteries; with MBS; 20kW power module | 86572 | BC01A4306A01000000 | 93PS-10(40)-20-4x7Ah-LL-MBS-6 | 24890 | 29868
93PS-40kW | Active | Eaton 93PS; 10kW; with standard batteries; with MBS; 20kW power module | 86573 | BC01AC306A01000000 | 93PS-10(40)-20-3x9Ah-MBS-6 | 22132 | 26558
93PS-40kW | Active | Eaton 93PS; 10kW; with standard batteries; with MBS; 20kW power module | 86574 | BC01AD306A01000000 | 93PS-10(40)-20-4x9Ah-MBS-6 | 24528 | 29434
93PS-40kW | Active | Eaton 93PS; 15kW; without batteries; 20kW power module | 86575 | BC51A0206A01000000 | 93PS-15(40)-20-0-6 | 15207 | 18248
93PS-40kW | Active | Eaton 93PS; 15kW; with long life batteries; 20kW power module | 86576 | BC51A3206A01000000 | 93PS-15(40)-20-3x7Ah-LL-6 | 22667 | 27200
93PS-40kW | Active | Eaton 93PS; 15kW; with long life batteries; 20kW power module | 86577 | BC51A4206A01000000 | 93PS-15(40)-20-4x7Ah-LL-6 | 25153 | 30184
93PS-40kW | Active | Eaton 93PS; 15kW; with standard batteries; 20kW power module | 86578 | BC51AC206A01000000 | 93PS-15(40)-20-3x9Ah-6 | 22395 | 26874
93PS-40kW | Active | Eaton 93PS; 15kW; with standard batteries; 20kW power module | 86579 | BC51AD206A01000000 | 93PS-15(40)-20-4x9Ah-6 | 24791 | 29749
93PS-40kW | Active | Eaton 93PS; 15kW; without batteries; with MBS; 20kW power module | 86580 | BC51A0306A01000000 | 93PS-15(40)-20-0-MBS-6 | 15355 | 18426
93PS-40kW | Active | Eaton 93PS; 15kW; with long life batteries; with MBS; 20kW power module | 86581 | BC51A3306A01000000 | 93PS-15(40)-20-3x7Ah-LL-MBS-6 | 22814 | 27377
93PS-40kW | Active | Eaton 93PS; 15kW; with long life batteries; with MBS; 20kW power module | 86582 | BC51A4306A01000000 | 93PS-15(40)-20-4x7Ah-LL-MBS-6 | 25301 | 30361
93PS-40kW | Active | Eaton 93PS; 15kW; with standard batteries; with MBS; 20kW power module | 86583 | BC51AC306A01000000 | 93PS-15(40)-20-3x9Ah-MBS-6 | 22543 | 27052
93PS-40kW | Active | Eaton 93PS; 15kW; with standard batteries; with MBS; 20kW power module | 86584 | BC51AD306A01000000 | 93PS-15(40)-20-4x9Ah-MBS-6 | 24939 | 29927
93PS-40kW | Active | Eaton 93PS; 20kW; without batteries; 20kW power module | 86585 | BC02A0206A01000000 | 93PS-20(40)-20-0-6 | 15618 | 18742
93PS-40kW | Active | Eaton 93PS; 20kW; with long life batteries; 20kW power module | 86586 | BC02A3206A01000000 | 93PS-20(40)-20-3x7Ah-LL-6 | 23078 | 27694
93PS-40kW | Active | Eaton 93PS; 20kW; with long life batteries; 20kW power module | 86587 | BC02A4206A01000000 | 93PS-20(40)-20-4x7Ah-LL-6 | 25564 | 30677
93PS-40kW | Active | Eaton 93PS; 20kW; with standard batteries; 20kW power module | 86588 | BC02AC206A01000000 | 93PS-20(40)-20-3x9Ah-6 | 22806 | 27367
93PS-40kW | Active | Eaton 93PS; 20kW; with standard batteries; 20kW power module | 86589 | BC02AD206A01000000 | 93PS-20(40)-20-4x9Ah-6 | 25202 | 30242
93PS-40kW | Active | Eaton 93PS; 20kW; without batteries; with MBS; 20kW power module | 86590 | BC02A0306A01000000 | 93PS-20(40)-20-0-MBS-6 | 15766 | 18919
93PS-40kW | Active | Eaton 93PS; 20kW; with long life batteries; with MBS; 20kW power module | 86591 | BC02A3306A01000000 | 93PS-20(40)-20-3x7Ah-LL-MBS-6 | 23225 | 27870
93PS-40kW | Active | Eaton 93PS; 20kW; with long life batteries; with MBS; 20kW power module | 86592 | BC02A4306A01000000 | 93PS-20(40)-20-4x7Ah-LL-MBS-6 | 25712 | 30854
93PS-40kW | Active | Eaton 93PS; 20kW; with standard batteries; with MBS; 20kW power module | 86593 | BC02AC306A01000000 | 93PS-20(40)-20-3x9Ah-MBS-6 | 22954 | 27545
93PS-40kW | Active | Eaton 93PS; 20kW; with standard batteries; with MBS; 20kW power module | 86594 | BC02AD306A01000000 | 93PS-20(40)-20-4x9Ah-MBS-6 | 25350 | 30420
93PS-40kW | Active | Eaton 93PS; 30kW; without batteries; 20kW power modules | 86595 | BD03A0206A01000000 | 93PS-30(40)-40-0-6 | 17213 | 20656
93PS-40kW | Active | Eaton 93PS; 30kW; with long life batteries; 20kW power modules | 86596 | BD03A4206A01000000 | 93PS-30(40)-40-4x7Ah-LL-6 | 27160 | 32592
93PS-40kW | Active | Eaton 93PS; 30kW; with standard batteries; 20kW power modules | 86597 | BD03AC206A01000000 | 93PS-30(40)-40-3x9Ah-6 | 24402 | 29282
93PS-40kW | Active | Eaton 93PS; 30kW; with standard batteries; 20kW power modules | 86598 | BD03AD206A01000000 | 93PS-30(40)-40-4x9Ah-6 | 26798 | 32158
93PS-40kW | Active | Eaton 93PS; 30kW; without batteries; with MBS; 20kW power modules | 86599 | BD03A0306A01000000 | 93PS-30(40)-40-0-MBS-6 | 17361 | 20833
93PS-40kW | Active | Eaton 93PS; 30kW; with long life batteries; with MBS; 20kW power modules | 86600 | BD03A4306A01000000 | 93PS-30(40)-40-4x7Ah-LL-MBS-6 | 27307 | 32768
93PS-40kW | Active | Eaton 93PS; 30kW; with standard batteries; with MBS; 20kW power modules | 86601 | BD03AC306A01000000 | 93PS-30(40)-40-3x9Ah-MBS-6 | 24549 | 29459
93PS-40kW | Active | Eaton 93PS; 30kW; with standard batteries; with MBS; 20kW power modules | 86602 | BD03AD306A01000000 | 93PS-30(40)-40-4x9Ah-MBS-6 | 26946 | 32335
93PS-40kW | Active | Eaton 93PS; 40kW; without batteries; 20kW power modules | 86603 | BD04A0206A01000000 | 93PS-40(40)-40-0-6 | 17672 | 21206
93PS-40kW | Active | Eaton 93PS; 40kW; with standard batteries; 20kW power modules | 86604 | BD04AD206A01000000 | 93PS-40(40)-40-4x9Ah-6 | 27256 | 32707
93PS-40kW | Active | Eaton 93PS; 40kW; without batteries; with MBS; 20kW power modules | 86605 | BD04A0306A01000000 | 93PS-40(40)-40-0-MBS-6 | 17820 | 21384
93PS-40kW | Active | Eaton 93PS; 40kW; with standard batteries; with MBS; 20kW power modules | 86606 | BD04AD306A01000000 | 93PS-40(40)-40-4x9Ah-MBS-6 | 27404 | 32885
93PS-40kW | Active | Eaton 93PS; 8+8kW; without batteries; 20kW power modules | 86607 | BF80A0206A01000000 | 93PS-8+8(40)-40-0-SB-6 | 19695 | 23634
93PS-40kW | Active | Eaton 93PS; 8+8kW; with long life batteries; 20kW power modules | 86608 | BF80A2206A01000000 | 93PS-8+8(40)-40-2x7Ah-LL-SB-6 | 24668 | 29602
93PS-40kW | Active | Eaton 93PS; 8+8kW; with long life batteries; 20kW power modules | 86609 | BF80A4206A01000000 | 93PS-8+8(40)-40-4x7Ah-LL-SB-6 | 29641 | 35569
93PS-40kW | Active | Eaton 93PS; 8+8kW; with standard batteries; 20kW power modules | 86610 | BF80AB206A01000000 | 93PS-8+8(40)-40-2x9Ah-SB-6 | 24487 | 29384
93PS-40kW | Active | Eaton 93PS; 8+8kW; with standard batteries; 20kW power modules | 86611 | BF80AD206A01000000 | 93PS-8+8(40)-40-4x9Ah-SB-6 | 29280 | 35136
93PS-40kW | Active | Eaton 93PS; 8+8kW; without batteries; with MBS; 20kW power modules | 86612 | BF80A0306A01000000 | 93PS-8+8(40)-40-0-SB-MBS-6 | 19843 | 23812
93PS-40kW | Active | Eaton 93PS; 8+8kW; with long life batteries; with MBS; 20kW power modules | 86613 | BF80A2306A01000000 | 93PS-8+8(40)-40-2x7Ah-LL-SB-MBS-6 | 24816 | 29779
93PS-40kW | Active | Eaton 93PS; 8+8kW; with long life batteries; with MBS; 20kW power modules | 86614 | BF80A4306A01000000 | 93PS-8+8(40)-40-4x7Ah-LL-SB-MBS-6 | 29789 | 35747
93PS-40kW | Active | Eaton 93PS; 8+8kW; with standard batteries; with MBS; 20kW power modules | 86615 | BF80AB306A01000000 | 93PS-8+8(40)-40-2x9Ah-SB-MBS-6 | 24635 | 29562
93PS-40kW | Active | Eaton 93PS; 8+8kW; with standard batteries; with MBS; 20kW power modules | 86616 | BF80AD306A01000000 | 93PS-8+8(40)-40-4x9Ah-SB-MBS-6 | 29427 | 35312
93PS-40kW | Active | Eaton 93PS; 10+10kW; without batteries; 20kW power modules | 86617 | BF01A0206A01000000 | 93PS-10+10(40)-40-0-SB-6 | 20043 | 24052
93PS-40kW | Active | Eaton 93PS; 10+10kW; with long life batteries; 20kW power modules | 86618 | BF01A4206A01000000 | 93PS-10+10(40)-40-4x7Ah-LL-SB-6 | 29989 | 35987
93PS-40kW | Active | Eaton 93PS; 10+10kW; with standard batteries; 20kW power modules | 86619 | BF01AB206A01000000 | 93PS-10+10(40)-40-2x9Ah-SB-6 | 24835 | 29802
93PS-40kW | Active | Eaton 93PS; 10+10kW; with standard batteries; 20kW power modules | 86620 | BF01AD206A01000000 | 93PS-10+10(40)-40-4x9Ah-SB-6 | 29627 | 35552
93PS-40kW | Active | Eaton 93PS; 10+10kW; without batteries; with MBS; 20kW power modules | 86621 | BF01A0306A01000000 | 93PS-10+10(40)-40-0-SB-MBS-6 | 20191 | 24229
93PS-40kW | Active | Eaton 93PS; 10+10kW; with long life batteries; with MBS; 20kW power modules | 86622 | BF01A4306A01000000 | 93PS-10+10(40)-40-4x7Ah-LL-SB-MBS-6 | 30137 | 36164
93PS-40kW | Active | Eaton 93PS; 10+10kW; with standard batteries; with MBS; 20kW power modules | 86623 | BF01AB306A01000000 | 93PS-10+10(40)-40-2x9Ah-SB-MBS-6 | 24983 | 29980
93PS-40kW | Active | Eaton 93PS; 10+10kW; with standard batteries; with MBS; 20kW power modules | 86624 | BF01AD306A01000000 | 93PS-10+10(40)-40-4x9Ah-SB-MBS-6 | 29775 | 35730
93PS-40kW | Active | Eaton 93PS; 15+15kW; without batteries; 20kW power modules | 86625 | BF51A0206A01000000 | 93PS-15+15(40)-40-0-SB-6 | 20912 | 25094
93PS-40kW | Active | Eaton 93PS; 15+15kW; with long life batteries; 20kW power modules | 86626 | BF51A4206A01000000 | 93PS-15+15(40)-40-4x7Ah-LL-SB-6 | 30859 | 37031
93PS-40kW | Active | Eaton 93PS; 15+15kW; with standard batteries; 20kW power modules | 86627 | BF51AD206A01000000 | 93PS-15+15(40)-40-4x9Ah-SB-6 | 30497 | 36596
93PS-40kW | Active | Eaton 93PS; 15+15kW; without batteries; with MBS; 20kW power modules | 86628 | BF51A0306A01000000 | 93PS-15+15(40)-40-0-SB-MBS-6 | 21060 | 25272
93PS-40kW | Active | Eaton 93PS; 15+15kW; with long life batteries; with MBS; 20kW power modules | 86629 | BF51A4306A01000000 | 93PS-15+15(40)-40-4x7Ah-LL-SB-MBS-6 | 31006 | 37207
93PS-40kW | Active | Eaton 93PS; 15+15kW; with standard batteries; with MBS; 20kW power modules | 86630 | BF51AD306A01000000 | 93PS-15+15(40)-40-4x9Ah-SB-MBS-6 | 30645 | 36774
93PS-40kW | Active | Eaton 93PS; 20+20kW; without batteries; 20kW power modules | 86631 | BF02A0206A01000000 | 93PS-20+20(40)-40-0-SB-6 | 21234 | 25481
93PS-40kW | Active | Eaton 93PS; 20+20kW; with standard batteries; 20kW power modules | 86632 | BF02AD206A01000000 | 93PS-20+20(40)-40-4x9Ah-SB-6 | 30818 | 36982
93PS-40kW | Active | Eaton 93PS; 20+20kW; without batteries; with MBS; 20kW power modules | 86633 | BF02A0306A01000000 | 93PS-20+20(40)-40-0-SB-MBS-6 | 21382 | 25658
93PS-40kW | Active | Eaton 93PS; 20+20kW; with standard batteries; with MBS; 20kW power modules | 86634 | BF02AD306A01000000 | 93PS-20+20(40)-40-4x9Ah-SB-MBS-6 | 30966 | 37159
93PS-40kW | NEW | Eaton 93PS; 8kW; without batteries; 15kW power module | 88775 | BC80A0206A01100000 | 93PS-8(40)-15-0-6 | 13700 | 16440
93PS-40kW | NEW | Eaton 93PS; 8kW; with long life batteries; 15kW power module | 88776 | BC80A3206A01100000 | 93PS-8(40)-15-3x7Ah-LL-6 | 21160 | 25392
93PS-40kW | NEW | Eaton 93PS; 8kW; with long life batteries; 15kW power module | 88777 | BC80A4206A01100000 | 93PS-8(40)-15-4x7Ah-LL-6 | 23646 | 28375
93PS-40kW | NEW | Eaton 93PS; 8kW; with standard batteries; 15kW power module | 88778 | BC80AC206A01100000 | 93PS-8(40)-15-3x9Ah-6 | 20888 | 25066
93PS-40kW | NEW | Eaton 93PS; 8kW; with standard batteries; 15kW power module | 88779 | BC80AD206A01100000 | 93PS-8(40)-15-4x9Ah-6 | 23284 | 27941
93PS-40kW | NEW | Eaton 93PS; 8kW; without batteries; with MBS; 15kW power module | 88780 | BC80A0306A01100000 | 93PS-8(40)-15-0-MBS-6 | 13848 | 16618
93PS-40kW | NEW | Eaton 93PS; 8kW; with long life batteries; with MBS; 15kW power module | 88781 | BC80A3306A01100000 | 93PS-8(40)-15-3x7Ah-LL-MBS-6 | 21307 | 25568
93PS-40kW | NEW | Eaton 93PS; 8kW; with long life batteries; with MBS; 15kW power module | 88782 | BC80A4306A01100000 | 93PS-8(40)-15-4x7Ah-LL-MBS-6 | 23794 | 28553
93PS-40kW | NEW | Eaton 93PS; 8kW; with standard batteries; with MBS; 15kW power module | 88783 | BC80AC306A01100000 | 93PS-8(40)-15-3x9Ah-MBS-6 | 21036 | 25243
93PS-40kW | NEW | Eaton 93PS; 8kW; with standard batteries; with MBS; 15kW power module | 88784 | BC80AD306A01100000 | 93PS-8(40)-15-4x9Ah-MBS-6 | 23432 | 28118
93PS-40kW | NEW | Eaton 93PS; 10kW; without batteries; 15kW power module | 88785 | BC01A0206A01100000 | 93PS-10(40)-15-0-6 | 14248 | 17098
93PS-40kW | NEW | Eaton 93PS; 10kW; with long life batteries; 15kW power module | 88786 | BC01A3206A01100000 | 93PS-10(40)-15-3x7Ah-LL-6 | 21708 | 26050
93PS-40kW | NEW | Eaton 93PS; 10kW; with long life batteries; 15kW power module | 88787 | BC01A4206A01100000 | 93PS-10(40)-15-4x7Ah-LL-6 | 24194 | 29033
93PS-40kW | NEW | Eaton 93PS; 10kW; with standard batteries; 15kW power module | 88788 | BC01AC206A01100000 | 93PS-10(40)-15-3x9Ah-6 | 21436 | 25723
93PS-40kW | NEW | Eaton 93PS; 10kW; with standard batteries; 15kW power module | 88789 | BC01AD206A01100000 | 93PS-10(40)-15-4x9Ah-6 | 23832 | 28598
93PS-40kW | NEW | Eaton 93PS; 10kW; without batteries; with MBS; 15kW power module | 88790 | BC01A0306A01100000 | 93PS-10(40)-15-0-MBS-6 | 14396 | 17275
93PS-40kW | NEW | Eaton 93PS; 10kW; with long life batteries; with MBS; 15kW power module | 88791 | BC01A3306A01100000 | 93PS-10(40)-15-3x7Ah-LL-MBS-6 | 21855 | 26226
93PS-40kW | NEW | Eaton 93PS; 10kW; with long life batteries; with MBS; 15kW power module | 88792 | BC01A4306A01100000 | 93PS-10(40)-15-4x7Ah-LL-MBS-6 | 24342 | 29210
93PS-40kW | NEW | Eaton 93PS; 10kW; with standard batteries; with MBS; 15kW power module | 88793 | BC01AC306A01100000 | 93PS-10(40)-15-3x9Ah-MBS-6 | 21584 | 25901
93PS-40kW | NEW | Eaton 93PS; 10kW; with standard batteries; with MBS; 15kW power module | 88794 | BC01AD306A01100000 | 93PS-10(40)-15-4x9Ah-MBS-6 | 23980 | 28776
93PS-40kW | NEW | Eaton 93PS; 15kW; without batteries; 15kW power module | 88795 | BC51A0206A01100000 | 93PS-15(40)-15-0-6 | 14659 | 17591
93PS-40kW | NEW | Eaton 93PS; 15kW; with long life batteries; 15kW power module | 88796 | BC51A3206A01100000 | 93PS-15(40)-15-3x7Ah-LL-6 | 22119 | 26543
93PS-40kW | NEW | Eaton 93PS; 15kW; with long life batteries; 15kW power module | 88797 | BC51A4206A01100000 | 93PS-15(40)-15-4x7Ah-LL-6 | 24605 | 29526
93PS-40kW | NEW | Eaton 93PS; 15kW; with standard batteries; 15kW power module | 88798 | BC51AC206A01100000 | 93PS-15(40)-15-3x9Ah-6 | 21847 | 26216
93PS-40kW | NEW | Eaton 93PS; 15kW; with standard batteries; 15kW power module | 88799 | BC51AD206A01100000 | 93PS-15(40)-15-4x9Ah-6 | 24243 | 29092
93PS-40kW | NEW | Eaton 93PS; 15kW; without batteries; with MBS; 15kW power module | 88800 | BC51A0306A01100000 | 93PS-15(40)-15-0-MBS-6 | 14807 | 17768
93PS-40kW | NEW | Eaton 93PS; 15kW; with long life batteries; with MBS; 15kW power module | 88801 | BC51A3306A01100000 | 93PS-15(40)-15-3x7Ah-LL-MBS-6 | 22266 | 26719
93PS-40kW | NEW | Eaton 93PS; 15kW; with long life batteries; with MBS; 15kW power module | 88802 | BC51A4306A01100000 | 93PS-15(40)-15-4x7Ah-LL-MBS-6 | 24753 | 29704
93PS-40kW | NEW | Eaton 93PS; 15kW; with standard batteries; with MBS; 15kW power module | 88803 | BC51AC306A01100000 | 93PS-15(40)-15-3x9Ah-MBS-6 | 21995 | 26394
93PS-40kW | NEW | Eaton 93PS; 15kW; with standard batteries; with MBS; 15kW power module | 88804 | BC51AD306A01100000 | 93PS-15(40)-15-4x9Ah-MBS-6 | 24391 | 29269
93PS-40kW | NEW | Eaton 93PS; 30kW; without batteries; 15kW power modules | 88805 | BD03A0206A01100000 | 93PS-30(40)-30-0-6 | 16665 | 19998
93PS-40kW | NEW | Eaton 93PS; 30kW; with long life batteries; 15kW power modules | 88806 | BD03A4206A01100000 | 93PS-30(40)-30-4x7Ah-LL-6 | 26612 | 31934
93PS-40kW | NEW | Eaton 93PS; 30kW; with standard batteries; 15kW power modules | 88807 | BD03AC206A01100000 | 93PS-30(40)-30-3x9Ah-6 | 23854 | 28625
93PS-40kW | NEW | Eaton 93PS; 30kW; with standard batteries; 15kW power modules | 88808 | BD03AD206A01100000 | 93PS-30(40)-30-4x9Ah-6 | 26250 | 31500
93PS-40kW | NEW | Eaton 93PS; 30kW; without batteries; with MBS; 15kW power modules | 88809 | BD03A0306A01100000 | 93PS-30(40)-30-0-MBS-6 | 16813 | 20176
93PS-40kW | NEW | Eaton 93PS; 30kW; with long life batteries; with MBS; 15kW power modules | 88810 | BD03A4306A01100000 | 93PS-30(40)-30-4x7Ah-LL-MBS-6 | 26759 | 32111
93PS-40kW | NEW | Eaton 93PS; 30kW; with standard batteries; with MBS; 15kW power modules | 88811 | BD03AC306A01100000 | 93PS-30(40)-30-3x9Ah-MBS-6 | 24001 | 28801
93PS-40kW | NEW | Eaton 93PS; 30kW; with standard batteries; with MBS; 15kW power modules | 88812 | BD03AD306A01100000 | 93PS-30(40)-30-4x9Ah-MBS-6 | 26398 | 31678
93PS-40kW | NEW | Eaton 93PS; 8+8kW; without batteries; 15kW power modules | 88813 | BF80A0206A01100000 | 93PS-8+8(40)-30-0-SB-6 | 19147 | 22976
93PS-40kW | NEW | Eaton 93PS; 8+8kW; with long life batteries; 15kW power modules | 88814 | BF80A2206A01100000 | 93PS-8+8(40)-30-2x7Ah-LL-SB-6 | 24120 | 28944
93PS-40kW | NEW | Eaton 93PS; 8+8kW; with long life batteries; 15kW power modules | 88815 | BF80A4206A01100000 | 93PS-8+8(40)-30-4x7Ah-LL-SB-6 | 29093 | 34912
93PS-40kW | NEW | Eaton 93PS; 8+8kW; with standard batteries; 15kW power modules | 88816 | BF80AB206A01100000 | 93PS-8+8(40)-30-2x9Ah-SB-6 | 23939 | 28727
93PS-40kW | NEW | Eaton 93PS; 8+8kW; with standard batteries; 15kW power modules | 88817 | BF80AD206A01100000 | 93PS-8+8(40)-30-4x9Ah-SB-6 | 28732 | 34478
93PS-40kW | NEW | Eaton 93PS; 8+8kW; without batteries; with MBS; 15kW power modules | 88818 | BF80A0306A01100000 | 93PS-8+8(40)-30-0-SB-MBS-6 | 19295 | 23154
93PS-40kW | NEW | Eaton 93PS; 8+8kW; with long life batteries; with MBS; 15kW power modules | 88819 | BF80A2306A01100000 | 93PS-8+8(40)-30-2x7Ah-LL-SB-MBS-6 | 24268 | 29122
93PS-40kW | NEW | Eaton 93PS; 8+8kW; with long life batteries; with MBS; 15kW power modules | 88820 | BF80A4306A01100000 | 93PS-8+8(40)-30-4x7Ah-LL-SB-MBS-6 | 29241 | 35089
93PS-40kW | NEW | Eaton 93PS; 8+8kW; with standard batteries; with MBS; 15kW power modules | 88821 | BF80AB306A01100000 | 93PS-8+8(40)-30-2x9Ah-SB-MBS-6 | 24087 | 28904
93PS-40kW | NEW | Eaton 93PS; 8+8kW; with standard batteries; with MBS; 15kW power modules | 88822 | BF80AD306A01100000 | 93PS-8+8(40)-30-4x9Ah-SB-MBS-6 | 28879 | 34655
93PS-40kW | NEW | Eaton 93PS; 10+10kW; without batteries; 15kW power modules | 88823 | BF01A0206A01100000 | 93PS-10+10(40)-30-0-SB-6 | 19495 | 23394
93PS-40kW | NEW | Eaton 93PS; 10+10kW; with long life batteries; 15kW power modules | 88824 | BF01A4206A01100000 | 93PS-10+10(40)-30-4x7Ah-LL-SB-6 | 29441 | 35329
93PS-40kW | NEW | Eaton 93PS; 10+10kW; with standard batteries; 15kW power modules | 88825 | BF01AB206A01100000 | 93PS-10+10(40)-30-2x9Ah-SB-6 | 24287 | 29144
93PS-40kW | NEW | Eaton 93PS; 10+10kW; with standard batteries; 15kW power modules | 88826 | BF01AD206A01100000 | 93PS-10+10(40)-30-4x9Ah-SB-6 | 29079 | 34895
93PS-40kW | NEW | Eaton 93PS; 10+10kW; without batteries; with MBS; 15kW power modules | 88827 | BF01A0306A01100000 | 93PS-10+10(40)-30-0-SB-MBS-6 | 19643 | 23572
93PS-40kW | NEW | Eaton 93PS; 10+10kW; with long life batteries; with MBS; 15kW power modules | 88828 | BF01A4306A01100000 | 93PS-10+10(40)-30-4x7Ah-LL-SB-MBS-6 | 29589 | 35507
93PS-40kW | NEW | Eaton 93PS; 10+10kW; with standard batteries; with MBS; 15kW power modules | 88829 | BF01AB306A01100000 | 93PS-10+10(40)-30-2x9Ah-SB-MBS-6 | 24435 | 29322
93PS-40kW | NEW | Eaton 93PS; 10+10kW; with standard batteries; with MBS; 15kW power modules | 88830 | BF01AD306A01100000 | 93PS-10+10(40)-30-4x9Ah-SB-MBS-6 | 29227 | 35072
93PS-40kW | NEW | Eaton 93PS; 15+15kW; without batteries; 15kW power modules | 88831 | BF51A0206A01100000 | 93PS-15+15(40)-30-0-SB-6 | 20364 | 24437
93PS-40kW | NEW | Eaton 93PS; 15+15kW; with long life batteries; 15kW power modules | 88832 | BF51A4206A01100000 | 93PS-15+15(40)-30-4x7Ah-LL-SB-6 | 30311 | 36373
93PS-40kW | NEW | Eaton 93PS; 15+15kW; with standard batteries; 15kW power modules | 88833 | BF51AD206A01100000 | 93PS-15+15(40)-30-4x9Ah-SB-6 | 29949 | 35939
93PS-40kW | NEW | Eaton 93PS; 15+15kW; without batteries; with MBS; 15kW power modules | 88834 | BF51A0306A01100000 | 93PS-15+15(40)-30-0-SB-MBS-6 | 20512 | 24614
93PS-40kW | NEW | Eaton 93PS; 15+15kW; with long life batteries; with MBS; 15kW power modules | 88835 | BF51A4306A01100000 | 93PS-15+15(40)-30-4x7Ah-LL-SB-MBS-6 | 30458 | 36550
93PS-40kW | NEW | Eaton 93PS; 15+15kW; with standard batteries; with MBS; 15kW power modules | 88836 | BF51AD306A01100000 | 93PS-15+15(40)-30-4x9Ah-SB-MBS-6 | 30097 | 36116
93PS-40kW | NEW | Eaton 93PS; 8kW; with long life batteries; 20kW power module | 88837 | BC80A7206A01000000 | 93PS-8(40)-20-3x9Ah-LL-6 | 23439 | 28127
93PS-40kW | NEW | Eaton 93PS; 8kW; with long life batteries; 20kW power module | 88838 | BC80A8206A01000000 | 93PS-8(40)-20-4x9Ah-LL-6 | 26503 | 31804
93PS-40kW | NEW | Eaton 93PS; 8kW; with long life batteries; with MBS; 20kW power module | 88839 | BC80A7306A01000000 | 93PS-8(40)-20-3x9Ah-LL-MBS-6 | 23587 | 28304
93PS-40kW | NEW | Eaton 93PS; 8kW; with long life batteries; with MBS; 20kW power module | 88840 | BC80A8306A01000000 | 93PS-8(40)-20-4x9Ah-LL-MBS-6 | 26651 | 31981
93PS-40kW | NEW | Eaton 93PS; 10kW; with long life batteries; 20kW power module | 88841 | BC01A7206A01000000 | 93PS-10(40)-20-3x9Ah-LL-6 | 23987 | 28784
93PS-40kW | NEW | Eaton 93PS; 10kW; with long life batteries; 20kW power module | 88842 | BC01A8206A01000000 | 93PS-10(40)-20-4x9Ah-LL-6 | 27051 | 32461
93PS-40kW | NEW | Eaton 93PS; 10kW; with long life batteries; with MBS; 20kW power module | 88843 | BC01A7306A01000000 | 93PS-10(40)-20-3x9Ah-LL-MBS-6 | 24135 | 28962
93PS-40kW | NEW | Eaton 93PS; 10kW; with long life batteries; with MBS; 20kW power module | 88844 | BC01A8306A01000000 | 93PS-10(40)-20-4x9Ah-LL-MBS-6 | 27199 | 32639
93PS-40kW | NEW | Eaton 93PS; 15kW; with long life batteries; 20kW power module | 88845 | BC51A7206A01000000 | 93PS-15(40)-20-3x9Ah-LL-6 | 24398 | 29278
93PS-40kW | NEW | Eaton 93PS; 15kW; with long life batteries; 20kW power module | 88846 | BC51A8206A01000000 | 93PS-15(40)-20-4x9Ah-LL-6 | 27462 | 32954
93PS-40kW | NEW | Eaton 93PS; 15kW; with long life batteries; with MBS; 20kW power module | 88847 | BC51A7306A01000000 | 93PS-15(40)-20-3x9Ah-LL-MBS-6 | 24546 | 29455
93PS-40kW | NEW | Eaton 93PS; 15kW; with long life batteries; with MBS; 20kW power module | 88848 | BC51A8306A01000000 | 93PS-15(40)-20-4x9Ah-LL-MBS-6 | 27610 | 33132
93PS-40kW | NEW | Eaton 93PS; 20kW; with long life batteries; 20kW power module | 88849 | BC02A7206A01000000 | 93PS-20(40)-20-3x9Ah-LL-6 | 24809 | 29771
93PS-40kW | NEW | Eaton 93PS; 20kW; with long life batteries; 20kW power module | 88850 | BC02A8206A01000000 | 93PS-20(40)-20-4x9Ah-LL-6 | 27873 | 33448
93PS-40kW | NEW | Eaton 93PS; 20kW; with long life batteries; with MBS; 20kW power module | 88851 | BC02A7306A01000000 | 93PS-20(40)-20-3x9Ah-LL-MBS-6 | 24957 | 29948
93PS-40kW | NEW | Eaton 93PS; 20kW; with long life batteries; with MBS; 20kW power module | 88852 | BC02A8306A01000000 | 93PS-20(40)-20-4x9Ah-LL-MBS-6 | 28021 | 33625
93PS-40kW | NEW | Eaton 93PS; 30kW; with long life batteries; 20kW power modules | 88853 | BD03A7206A01000000 | 93PS-30(40)-40-3x9Ah-LL-6 | 26405 | 31686
93PS-40kW | NEW | Eaton 93PS; 30kW; with long life batteries; 20kW power modules | 88854 | BD03A8206A01000000 | 93PS-30(40)-40-4x9Ah-LL-6 | 29469 | 35363
93PS-40kW | NEW | Eaton 93PS; 30kW; with long life batteries; with MBS; 20kW power modules | 88855 | BD03A7306A01000000 | 93PS-30(40)-40-3x9Ah-LL-MBS-6 | 26553 | 31864
93PS-40kW | NEW | Eaton 93PS; 30kW; with long life batteries; with MBS; 20kW power modules | 88856 | BD03A8306A01000000 | 93PS-30(40)-40-4x9Ah-LL-MBS-6 | 29616 | 35539
93PS-40kW | NEW | Eaton 93PS; 40kW; with long life batteries; 20kW power modules | 88857 | BD04A8206A01000000 | 93PS-40(40)-40-4x9Ah-LL-6 | 29927 | 35912
93PS-40kW | NEW | Eaton 93PS; 40kW; with long life batteries; with MBS; 20kW power modules | 88858 | BD04A8306A01000000 | 93PS-40(40)-40-4x9Ah-LL-MBS-6 | 30075 | 36090
93PS-40kW | NEW | Eaton 93PS; 8+8kW; with long life batteries; 20kW power modules | 88859 | BF80A6206A01000000 | 93PS-8+8(40)-40-2x9Ah-LL-SB-6 | 25823 | 30988
93PS-40kW | NEW | Eaton 93PS; 8+8kW; with long life batteries; 20kW power modules | 88860 | BF80A8206A01000000 | 93PS-8+8(40)-40-4x9Ah-LL-SB-6 | 31950 | 38340
93PS-40kW | NEW | Eaton 93PS; 8+8kW; with long life batteries; with MBS; 20kW power modules | 88861 | BF80A6306A01000000 | 93PS-8+8(40)-40-2x9Ah-LL-SB-MBS-6 | 25970 | 31164
93PS-40kW | NEW | Eaton 93PS; 8+8kW; with long life batteries; with MBS; 20kW power modules | 88862 | BF80A8306A01000000 | 93PS-8+8(40)-40-4x9Ah-LL-SB-MBS-6 | 32098 | 38518
93PS-40kW | NEW | Eaton 93PS; 10+10kW; with long life batteries; 20kW power modules | 88863 | BF01A6206A01000000 | 93PS-10+10(40)-40-2x9Ah-LL-SB-6 | 26171 | 31405
93PS-40kW | NEW | Eaton 93PS; 10+10kW; with long life batteries; 20kW power modules | 88864 | BF01A8206A01000000 | 93PS-10+10(40)-40-4x9Ah-LL-SB-6 | 32298 | 38758
93PS-40kW | NEW | Eaton 93PS; 10+10kW; with long life batteries; with MBS; 20kW power modules | 88865 | BF01A6306A01000000 | 93PS-10+10(40)-40-2x9Ah-LL-SB-MBS-6 | 26318 | 31582
93PS-40kW | NEW | Eaton 93PS; 10+10kW; with long life batteries; with MBS; 20kW power modules | 88866 | BF01A8306A01000000 | 93PS-10+10(40)-40-4x9Ah-LL-SB-MBS-6 | 32446 | 38935
93PS-40kW | NEW | Eaton 93PS; 15+15kW; with long life batteries; 20kW power modules | 88867 | BF51A8206A01000000 | 93PS-15+15(40)-40-4x9Ah-LL-SB-6 | 33168 | 39802
93PS-40kW | NEW | Eaton 93PS; 15+15kW; with long life batteries; with MBS; 20kW power modules | 88868 | BF51A8306A01000000 | 93PS-15+15(40)-40-4x9Ah-LL-SB-MBS-6 | 33315 | 39978
93PS-40kW | NEW | Eaton 93PS; 20+20kW; with long life batteries; 20kW power modules | 88869 | BF02A8206A01000000 | 93PS-20+20(40)-40-4x9Ah-LL-SB-6 | 33489 | 40187
93PS-40kW | NEW | Eaton 93PS; 20+20kW; with long life batteries; with MBS; 20kW power modules | 88870 | BF02A8306A01000000 | 93PS-20+20(40)-40-4x9Ah-LL-SB-MBS-6 | 33637 | 40364
93PS-40kW | NEW | Eaton 93PS; 8kW; with long life batteries; 15kW power module | 88871 | BC80A7206A01100000 | 93PS-8(40)-15-3x9Ah-LL-6 | 22891 | 27469
93PS-40kW | NEW | Eaton 93PS; 8kW; with long life batteries; 15kW power module | 88872 | BC80A8206A01100000 | 93PS-8(40)-15-4x9Ah-LL-6 | 25955 | 31146
93PS-40kW | NEW | Eaton 93PS; 8kW; with long life batteries; with MBS; 15kW power module | 88873 | BC80A7306A01100000 | 93PS-8(40)-15-3x9Ah-LL-MBS-6 | 23039 | 27647
93PS-40kW | NEW | Eaton 93PS; 8kW; with long life batteries; with MBS; 15kW power module | 88874 | BC80A8306A01100000 | 93PS-8(40)-15-4x9Ah-LL-MBS-6 | 26103 | 31324
93PS-40kW | NEW | Eaton 93PS; 10kW; with long life batteries; 15kW power module | 88875 | BC01A7206A01100000 | 93PS-10(40)-15-3x9Ah-LL-6 | 23439 | 28127
93PS-40kW | NEW | Eaton 93PS; 10kW; with long life batteries; 15kW power module | 88876 | BC01A8206A01100000 | 93PS-10(40)-15-4x9Ah-LL-6 | 26503 | 31804
93PS-40kW | NEW | Eaton 93PS; 10kW; with long life batteries; with MBS; 15kW power module | 88877 | BC01A7306A01100000 | 93PS-10(40)-15-3x9Ah-LL-MBS-6 | 23587 | 28304
93PS-40kW | NEW | Eaton 93PS; 10kW; with long life batteries; with MBS; 15kW power module | 88878 | BC01A8306A01100000 | 93PS-10(40)-15-4x9Ah-LL-MBS-6 | 26651 | 31981
93PS-40kW | NEW | Eaton 93PS; 15kW; with long life batteries; 15kW power module | 88879 | BC51A7206A01100000 | 93PS-15(40)-15-3x9Ah-LL-6 | 23850 | 28620
93PS-40kW | NEW | Eaton 93PS; 15kW; with long life batteries; 15kW power module | 88880 | BC51A8206A01100000 | 93PS-15(40)-15-4x9Ah-LL-6 | 26914 | 32297
93PS-40kW | NEW | Eaton 93PS; 15kW; with long life batteries; with MBS; 15kW power module | 88881 | BC51A7306A01100000 | 93PS-15(40)-15-3x9Ah-LL-MBS-6 | 23998 | 28798
93PS-40kW | NEW | Eaton 93PS; 15kW; with long life batteries; with MBS; 15kW power module | 88882 | BC51A8306A01100000 | 93PS-15(40)-15-4x9Ah-LL-MBS-6 | 27062 | 32474
93PS-40kW | NEW | Eaton 93PS; 30kW; with long life batteries; 15kW power modules | 88883 | BD03A7206A01100000 | 93PS-30(40)-30-3x9Ah-LL-6 | 25857 | 31028
93PS-40kW | NEW | Eaton 93PS; 30kW; with long life batteries; 15kW power modules | 88884 | BD03A8206A01100000 | 93PS-30(40)-30-4x9Ah-LL-6 | 28921 | 34705
93PS-40kW | NEW | Eaton 93PS; 30kW; with long life batteries; with MBS; 15kW power modules | 88885 | BD03A7306A01100000 | 93PS-30(40)-30-3x9Ah-LL-MBS-6 | 26005 | 31206
93PS-40kW | NEW | Eaton 93PS; 30kW; with long life batteries; with MBS; 15kW power modules | 88886 | BD03A8306A01100000 | 93PS-30(40)-30-4x9Ah-LL-MBS-6 | 29068 | 34882
93PS-40kW | NEW | Eaton 93PS; 8+8kW; with long life batteries; 15kW power modules | 88887 | BF80A6206A01100000 | 93PS-8+8(40)-30-2x9Ah-LL-SB-6 | 25275 | 30330
93PS-40kW | NEW | Eaton 93PS; 8+8kW; with long life batteries; 15kW power modules | 88888 | BF80A8206A01100000 | 93PS-8+8(40)-30-4x9Ah-LL-SB-6 | 31402 | 37682
93PS-40kW | NEW | Eaton 93PS; 8+8kW; with long life batteries; with MBS; 15kW power modules | 88889 | BF80A6306A01100000 | 93PS-8+8(40)-30-2x9Ah-LL-SB-MBS-6 | 25422 | 30506
93PS-40kW | NEW | Eaton 93PS; 8+8kW; with long life batteries; with MBS; 15kW power modules | 88890 | BF80A8306A01100000 | 93PS-8+8(40)-30-4x9Ah-LL-SB-MBS-6 | 31550 | 37860
93PS-40kW | NEW | Eaton 93PS; 10+10kW; with long life batteries; 15kW power modules | 88891 | BF01A6206A01100000 | 93PS-10+10(40)-30-2x9Ah-LL-SB-6 | 25623 | 30748
93PS-40kW | NEW | Eaton 93PS; 10+10kW; with long life batteries; 15kW power modules | 88892 | BF01A8206A01100000 | 93PS-10+10(40)-30-4x9Ah-LL-SB-6 | 31750 | 38100
93PS-40kW | NEW | Eaton 93PS; 10+10kW; with long life batteries; with MBS; 15kW power modules | 88893 | BF01A6306A01100000 | 93PS-10+10(40)-30-2x9Ah-LL-SB-MBS-6 | 25770 | 30924
93PS-40kW | NEW | Eaton 93PS; 10+10kW; with long life batteries; with MBS; 15kW power modules | 88894 | BF01A8306A01100000 | 93PS-10+10(40)-30-4x9Ah-LL-SB-MBS-6 | 31898 | 38278
93PS-40kW | NEW | Eaton 93PS; 15+15kW; with long life batteries; 15kW power modules | 88895 | BF51A8206A01100000 | 93PS-15+15(40)-30-4x9Ah-LL-SB-6 | 32620 | 39144
93PS-40kW | NEW | Eaton 93PS; 15+15kW; with long life batteries; with MBS; 15kW power modules | 88896 | BF51A8306A01100000 | 93PS-15+15(40)-30-4x9Ah-LL-SB-MBS-6 | 32767 | 39320
93PS-40kW | Active | Hardware upgrade (20kW power module) from 8kW to 30kW. Includes the power module + new type plate + magic code | 86635 | P-103002091-001 | 93PS 1x20 HARDWARE UPGRADE 8 TO 30 kW | 3957 | 4748
93PS-40kW | Active | Hardware upgrade (20kW power module) from 8kW to 40kW. Includes the power module + new type plate + magic code | 86636 | P-103002091-002 | 93PS 1x20 HARDWARE UPGRADE 8 TO 40 kW | 4620 | 5544
93PS-40kW | Active | Hardware upgrade (20kW power module) from 10kW to 30kW. Includes the power module + new type plate + magic code | 86637 | P-103002091-003 | 93PS 1x20 HARDWARE UPGRADE 10 TO 30 kW | 3603 | 4324
93PS-40kW | Active | Hardware upgrade (20kW power module) from 10kW to 40kW. Includes the power module + new type plate + magic code | 86638 | P-103002091-004 | 93PS 1x20 HARDWARE UPGRADE 10 TO 40 kW | 4266 | 5119
93PS-40kW | Active | Hardware upgrade (20kW power module) from 15kW to 30kW. Includes the power module + new type plate + magic code | 86639 | P-103002091-005 | 93PS 1x20 HARDWARE UPGRADE 15 TO 30 kW | 3072 | 3686
93PS-40kW | Active | Hardware upgrade (20kW power module) from 15kW to 40kW. Includes the power module + new type plate + magic code | 86640 | P-103002091-006 | 93PS 1x20 HARDWARE UPGRADE 15 TO 40 kW | 3736 | 4483
93PS-40kW | Active | Hardware upgrade (20kW power module) from 20kW to 30kW. Includes the power module + new type plate + magic code | 86641 | P-103002091-007 | 93PS 1x20 HARDWARE UPGRADE 20 TO 30 kW | 2718 | 3262
93PS-40kW | Active | Hardware upgrade (20kW power module) from 20kW to 40kW. Includes the power module + new type plate + magic code | 86642 | P-103002091-008 | 93PS 1x20 HARDWARE UPGRADE 20 TO 40 kW | 3382 | 4058
93PM | Active | EATON 93PM; without batteries | 88897 | AA03AA206A03000000 | 93PM-30(50)-IS-BB-0-6 | 26351 | 31621
93PM | Active | EATON 93PM; with standard batteries; | 88898 | AA03A2206A03000000 | 93PM-30(50)-IS-BB-3x9Ah-6 | 33267 | 39920
93PM | Active | EATON 93PM; with standard batteries; | 88899 | AA03A4206A03000000 | 93PM-30(50)-IS-BB-4x9Ah-6 | 35572 | 42686
93PM | Active | EATON 93PM; with standard batteries; | 88900 | AA03A6206A03000000 | 93PM-30(50)-IS-BB-5x9Ah-6 | 37877 | 45452
93PM | Active | EATON 93PM; with standard batteries; | 88901 | AA03A8206A03000000 | 93PM-30(50)-IS-BB-6x9Ah-6 | 40183 | 48220
93PM | NEW | EATON 93PM; with 9Ah long life batteries; | 88902 | AA03AF206A03000000 | 93PM-30(50)-IS-BB-4x9Ah-LL-6 | 42837 | 51404
93PM | NEW | EATON 93PM; with 9Ah long life batteries; | 88903 | AA03AG206A03000000 | 93PM-30(50)-IS-BB-5x9Ah-LL-6 | 46011 | 55213
93PM | NEW | EATON 93PM; with 9Ah long life batteries; | 88904 | AA03AH206A03000000 | 93PM-30(50)-IS-BB-6x9Ah-LL-6 | 49186 | 59023
93PM | Active | EATON 93PM; without batteries | 88905 | AA04AA206A03000000 | 93PM-40(50)-IS-BB-0-6 | 28286 | 33943
93PM | Active | EATON 93PM; with standard batteries; | 88906 | AA04A4206A03000000 | 93PM-40(50)-IS-BB-4x9Ah-6 | 37507 | 45008
93PM | Active | EATON 93PM; with standard batteries; | 88907 | AA04A6206A03000000 | 93PM-40(50)-IS-BB-5x9Ah-6 | 39813 | 47776
93PM | Active | EATON 93PM; with standard batteries; | 88908 | AA04A8206A03000000 | 93PM-40(50)-IS-BB-6x9Ah-6 | 42118 | 50542
93PM | NEW | EATON 93PM; with 9Ah long life batteries; | 88909 | AA04AG206A03000000 | 93PM-40(50)-IS-BB-5x9Ah-LL-6 | 48225 | 57870
93PM | NEW | EATON 93PM; with 9Ah long life batteries; | 88910 | AA04AH206A03000000 | 93PM-40(50)-IS-BB-6x9Ah-LL-6 | 51400 | 61680
93PM | Active | EATON 93PM; without batteries | 88911 | AA05AA206A03000000 | 93PM-50(50)-IS-BB-0-6 | 30147 | 36176
93PM | Active | EATON 93PM; with standard batteries; | 88912 | AA05A4206A03000000 | 93PM-50(50)-IS-BB-4x9Ah-6 | 39368 | 47242
93PM | Active | EATON 93PM; with standard batteries; | 88913 | AA05A6206A03000000 | 93PM-50(50)-IS-BB-5x9Ah-6 | 41674 | 50009
93PM | Active | EATON 93PM; with standard batteries; | 88914 | AA05A8206A03000000 | 93PM-50(50)-IS-BB-6x9Ah-6 | 43979 | 52775
93PM | NEW | EATON 93PM; with 9Ah long life batteries; | 88915 | AA05AG206A03000000 | 93PM-50(50)-IS-BB-5x9Ah-LL-6 | 50353 | 60424
93PM | NEW | EATON 93PM; with 9Ah long life batteries; | 88916 | AA05AH206A03000000 | 93PM-50(50)-IS-BB-6x9Ah-LL-6 | 53528 | 64234
93PM | Active | EATON 93PM; without batteries; with MBS | 88917 | AA03AA306A03000000 | 93PM-30(50)-IS-BB-0-MBS-6 | 27579 | 33095
93PM | Active | EATON 93PM; with standard batteries; with MBS | 88918 | AA03A2306A03000000 | 93PM-30(50)-IS-BB-3x9Ah-MBS-6 | 34496 | 41395
93PM | Active | EATON 93PM; with standard batteries; with MBS | 88919 | AA03A4306A03000000 | 93PM-30(50)-IS-BB-4x9Ah-MBS-6 | 36801 | 44161
93PM | Active | EATON 93PM; with standard batteries; with MBS | 88920 | AA03A6306A03000000 | 93PM-30(50)-IS-BB-5x9Ah-MBS-6 | 39106 | 46927
93PM | Active | EATON 93PM; with standard batteries; with MBS | 88921 | AA03A8306A03000000 | 93PM-30(50)-IS-BB-6x9Ah-MBS-6 | 41412 | 49694
93PM | NEW | EATON 93PM; with 9Ah long life batteries; with MBS | 88922 | AA03AF306A03000000 | 93PM-30(50)-IS-BB-4x9Ah-LL-MBS-6 | 44242 | 53090
93PM | NEW | EATON 93PM; with 9Ah long life batteries; with MBS | 88923 | AA03AG306A03000000 | 93PM-30(50)-IS-BB-5x9Ah-LL-MBS-6 | 47417 | 56900
93PM | NEW | EATON 93PM; with 9Ah long life batteries; with MBS | 88924 | AA03AH306A03000000 | 93PM-30(50)-IS-BB-6x9Ah-LL-MBS-6 | 50592 | 60710
93PM | Active | EATON 93PM; without batteries; with MBS | 88925 | AA04AA306A03000000 | 93PM-40(50)-IS-BB-0-MBS-6 | 29515 | 35418
93PM | Active | EATON 93PM; with standard batteries; with MBS | 88926 | AA04A4306A03000000 | 93PM-40(50)-IS-BB-4x9Ah-MBS-6 | 38736 | 46483
93PM | Active | EATON 93PM; with standard batteries; with MBS | 88927 | AA04A6306A03000000 | 93PM-40(50)-IS-BB-5x9Ah-MBS-6 | 41042 | 49250
93PM | Active | EATON 93PM; with standard batteries; with MBS | 88928 | AA04A8306A03000000 | 93PM-40(50)-IS-BB-6x9Ah-MBS-6 | 43347 | 52016
93PM | NEW | EATON 93PM; with 9Ah long life batteries; with MBS | 88929 | AA04AG306A03000000 | 93PM-40(50)-IS-BB-5x9Ah-LL-MBS-6 | 49631 | 59557
93PM | NEW | EATON 93PM; with 9Ah long life batteries; with MBS | 88930 | AA04AH306A03000000 | 93PM-40(50)-IS-BB-6x9Ah-LL-MBS-6 | 52805 | 63366
93PM | Active | EATON 93PM; without batteries; with MBS | 88931 | AA05AA306A03000000 | 93PM-50(50)-IS-BB-0-MBS-6 | 31376 | 37651
93PM | Active | EATON 93PM; with standard batteries; with MBS | 88932 | AA05A4306A03000000 | 93PM-50(50)-IS-BB-4x9Ah-MBS-6 | 40597 | 48716
93PM | Active | EATON 93PM; with standard batteries; with MBS | 88933 | AA05A6306A03000000 | 93PM-50(50)-IS-BB-5x9Ah-MBS-6 | 42903 | 51484
93PM | Active | EATON 93PM; with standard batteries; with MBS | 88934 | AA05A8306A03000000 | 93PM-50(50)-IS-BB-6x9Ah-MBS-6 | 45208 | 54250
93PM | NEW | EATON 93PM; with 9Ah long life batteries; with MBS | 88935 | AA05AG306A03000000 | 93PM-50(50)-IS-BB-5x9Ah-LL-MBS-6 | 51759 | 62111
93PM | NEW | EATON 93PM; with 9Ah long life batteries; with MBS | 88936 | AA05AH306A03000000 | 93PM-50(50)-IS-BB-6x9Ah-LL-MBS-6 | 54934 | 65921
93PM | Active | EATON 93PM; with long life batteries; | 88937 | AA03A3206A03000000 | 93PM-30(50)-IS-BB-4x7Ah-LL-6 | 36560 | 43872
93PM | Active | EATON 93PM; with long life batteries; | 88938 | AA03A5206A03000000 | 93PM-30(50)-IS-BB-5x7Ah-LL-6 | 39112 | 46934
93PM | Active | EATON 93PM; with long life batteries; | 88939 | AA03A7206A03000000 | 93PM-30(50)-IS-BB-6x7Ah-LL-6 | 41665 | 49998
93PM | Active | EATON 93PM; with long life batteries; | 88940 | AA04A5206A03000000 | 93PM-40(50)-IS-BB-5x7Ah-LL-6 | 41048 | 49258
93PM | Active | EATON 93PM; with long life batteries; | 88941 | AA04A7206A03000000 | 93PM-40(50)-IS-BB-6x7Ah-LL-6 | 43600 | 52320
93PM | Active | EATON 93PM; with long life batteries; | 88942 | AA05A5206A03000000 | 93PM-50(50)-IS-BB-5x7Ah-LL-6 | 42909 | 51491
93PM | Active | EATON 93PM; with long life batteries; | 88943 | AA05A7206A03000000 | 93PM-50(50)-IS-BB-6x7Ah-LL-6 | 45461 | 54553
93PM | Active | EATON 93PM; with long life batteries; with MBS | 88944 | AA03A3306A03000000 | 93PM-30(50)-IS-BB-4x7Ah-LL-MBS-6 | 37789 | 45347
93PM | Active | EATON 93PM; with long life batteries; with MBS | 88945 | AA03A5306A03000000 | 93PM-30(50)-IS-BB-5x7Ah-LL-MBS-6 | 40341 | 48409
93PM | Active | EATON 93PM; with long life batteries; with MBS | 88946 | AA03A7306A03000000 | 93PM-30(50)-IS-BB-6x7Ah-LL-MBS-6 | 42894 | 51473
93PM | Active | EATON 93PM; with long life batteries; with MBS | 88947 | AA04A5306A03000000 | 93PM-40(50)-IS-BB-5x7Ah-LL-MBS-6 | 42277 | 50732
93PM | Active | EATON 93PM; with long life batteries; with MBS | 88948 | AA04A7306A03000000 | 93PM-40(50)-IS-BB-6x7Ah-LL-MBS-6 | 44829 | 53795
93PM | Active | EATON 93PM; with long life batteries; with MBS | 88949 | AA05A5306A03000000 | 93PM-50(50)-IS-BB-5x7Ah-LL-MBS-6 | 44138 | 52966
93PM | Active | EATON 93PM; with long life batteries; with MBS | 88950 | AA05A7306A03000000 | 93PM-50(50)-IS-BB-6x7Ah-LL-MBS-6 | 46690 | 56028
93PM | Active | EATON 93PM; without batteries | 88951 | AA06AA206A03000000 | 93PM-60(60)-IS-BB-0-6 | 30750 | 36900
93PM | Active | EATON 93PM; with standard batteries; | 88952 | AA06A6206A03000000 | 93PM-60(60)-IS-BB-5x9Ah-6 | 42277 | 50732
93PM | Active | EATON 93PM; with standard batteries; | 88953 | AA06A8206A03000000 | 93PM-60(60)-IS-BB-6x9Ah-6 | 44582 | 53498
93PM | NEW | EATON 93PM; with 9Ah long life batteries; | 88954 | AA06AH206A03000000 | 93PM-60(60)-IS-BB-6x9Ah-LL-6 | 54218 | 65062
93PM | Active | EATON 93PM; without batteries; with MBS | 88955 | AA06AA306A03000000 | 93PM-60(60)-IS-BB-0-MBS-6 | 31979 | 38375
93PM | Active | EATON 93PM; with standard batteries; with MBS | 88956 | AA06A6306A03000000 | 93PM-60(60)-IS-BB-5x9Ah-MBS-6 | 43506 | 52207
93PM | Active | EATON 93PM; with standard batteries; with MBS | 88957 | AA06A8306A03000000 | 93PM-60(60)-IS-BB-6x9Ah-MBS-6 | 45811 | 54973
93PM | NEW | EATON 93PM; with 9Ah long life batteries; with MBS | 88958 | AA06AH306A03000000 | 93PM-60(60)-IS-BB-6x9Ah-LL-MBS-6 | 55623 | 66748
93PM | Active | EATON 93PM; with long life batteries; | 88959 | AA06A7206A03000000 | 93PM-60(60)-IS-BB-6x7Ah-LL-6 | 46064 | 55277
93PM | Active | EATON 93PM; with long life batteries; with MBS | 88960 | AA06A7306A03000000 | 93PM-60(60)-IS-BB-6x7Ah-LL-MBS-6 | 47293 | 56752
93PM-Multimodule | NEW | EATON 93PM; 40kW scalable to 100kW | 88961 | AD04A0206A03000000 | 93PM-40(100)-6 | 30567 | 36680
93PM-Multimodule | NEW | EATON 93PM; 40kW scalable to 100kW; with MBS | 88962 | AD04A0306A03000000 | 93PM-40(100)-IS-MBS-6 | 31823 | 38188
93PM-Multimodule | NEW | EATON 93PM; 40kW scalable to 100kW; with BB | 88963 | AD04AA206A03000000 | 93PM-40(100)-IS-BB-6 | 31509 | 37811
93PM-Multimodule | NEW | EATON 93PM; 40kW scalable to 100kW; with MBS; with BB | 88964 | AD04AA306A03000000 | 93PM-40(100)-IS-BB-MBS-6 | 32765 | 39318
93PM-Multimodule | NEW | EATON 93PM; 40kW scalable to 150kW | 88965 | AJ04A0206A03000000 | 93PM-40(150)-6 | 36257 | 43508
93PM-Multimodule | NEW | EATON 93PM; 40kW scalable to 150kW; with MBS | 88966 | AJ04A0306A03000000 | 93PM-40(150)-IS-MBS-6 | 38096 | 45715
93PM-Multimodule | NEW | EATON 93PM; 40kW scalable to 150kW; with BB | 88967 | AJ04AA206A03000000 | 93PM-40(150)-IS-BB-6 | 37401 | 44881
93PM-Multimodule | NEW | EATON 93PM; 40kW scalable to 150kW; with MBS; with BB | 88968 | AJ04AA306A03000000 | 93PM-40(150)-IS-BB-MBS-6 | 39239 | 47087
93PM-Multimodule | NEW | EATON 93PM; 40kW scalable to 200kW | 88969 | AS04A0206A03000000 | 93PM-40(200)-6 | 41639 | 49967
93PM-Multimodule | NEW | EATON 93PM; 40kW N+1 | 88970 | AC04A0206A03000000 | 93PM-40+40(100)-6 | 36548 | 43858
93PM-Multimodule | NEW | EATON 93PM; 40kW N+1; with MBS | 88971 | AC04A0306A03000000 | 93PM-40+40(100)-IS-MBS-6 | 37804 | 45365
93PM-Multimodule | NEW | EATON 93PM; 40kW N+1; with BB | 88972 | AC04AA206A03000000 | 93PM-40+40(100)-IS-BB-6 | 37490 | 44988
93PM-Multimodule | NEW | EATON 93PM; 40kW N+1; with MBS; with BB | 88973 | AC04AA306A03000000 | 93PM-40+40(100)-IS-BB-MBS-6 | 38746 | 46495
93PM-Multimodule | Active | EATON 93PM; 50kW scalable to 100kW | 88974 | AD05A0206A03000000 | 93PM-50(100)-6 | 32428 | 38914
93PM-Multimodule | Active | EATON 93PM; 50kW scalable to 100kW; with MBS | 88975 | AD05A0306A03000000 | 93PM-50(100)-IS-MBS-6 | 33684 | 40421
93PM-Multimodule | Active | EATON 93PM; 50kW scalable to 100kW; with BB | 88976 | AD05AA206A03000000 | 93PM-50(100)-IS-BB-6 | 33370 | 40044
93PM-Multimodule | Active | EATON 93PM; 50kW scalable to 100kW; with MBS; with BB | 88977 | AD05AA306A03000000 | 93PM-50(100)-IS-BB-MBS-6 | 34626 | 41551
93PM-Multimodule | Active | EATON 93PM; 50kW scalable to 150kW | 88978 | AJ05A0206A03000000 | 93PM-50(150)-6 | 38118 | 45742
93PM-Multimodule | Active | EATON 93PM; 50kW scalable to 150kW; with MBS | 88979 | AJ05A0306A03000000 | 93PM-50(150)-IS-MBS-6 | 39957 | 47948
93PM-Multimodule | Active | EATON 93PM; 50kW scalable to 150kW; with BB | 88980 | AJ05AA206A03000000 | 93PM-50(150)-IS-BB-6 | 39262 | 47114
93PM-Multimodule | Active | EATON 93PM; 50kW scalable to 150kW; with MBS; with BB | 88981 | AJ05AA306A03000000 | 93PM-50(150)-IS-BB-MBS-6 | 41100 | 49320
93PM-Multimodule | Active | EATON 93PM; 50kW scalable to 200kW | 88982 | AS05A0206A03000000 | 93PM-50(200)-6 | 43500 | 52200
93PM-Multimodule | Active | EATON 93PM; 50kW N+1 | 88983 | AC05A0206A03000000 | 93PM-50+50(100)-6 | 43397 | 52076
93PM-Multimodule | Active | EATON 93PM; 50kW N+1; with MBS | 88984 | AC05A0306A03000000 | 93PM-50+50(100)-IS-MBS-6 | 44653 | 53584
93PM-Multimodule | Active | EATON 93PM; 50kW N+1; with BB | 88985 | AC05AA206A03000000 | 93PM-50+50(100)-IS-BB-6 | 44339 | 53207
93PM-Multimodule | Active | EATON 93PM; 50kW N+1; with MBS; with BB | 88986 | AC05AA306A03000000 | 93PM-50+50(100)-IS-BB-MBS-6 | 45595 | 54714
93PM-Multimodule | Active | EATON 93PM; 80kW | 88987 | AE08A0206A03000000 | 93PM-80(100)-6 | 36548 | 43858
93PM-Multimodule | Active | EATON 93PM; 80kW with MBS | 88988 | AE08A0306A03000000 | 93PM-80(100)-IS-MBS-6 | 37804 | 45365
93PM-Multimodule | Active | EATON 93PM; 80kW with BB | 88989 | AE08AA206A03000000 | 93PM-80(100)-IS-BB-6 | 37490 | 44988
93PM-Multimodule | Active | EATON 93PM; 80kW with MBS; with BB | 88990 | AE08AA306A03000000 | 93PM-80(100)-IS-BB-MBS-6 | 38746 | 46495
93PM-Multimodule | NEW | EATON 93PM; 80kW scalable to 150kW | 88991 | AK08A0206A03000000 | 93PM-80(150)-6 | 42238 | 50686
93PM-Multimodule | NEW | EATON 93PM; 80kW scalable to 150kW; with MBS | 88992 | AK08A0306A03000000 | 93PM-80(150)-IS-MBS-6 | 44077 | 52892
93PM-Multimodule | NEW | EATON 93PM; 80kW scalable to 150kW; with BB | 88993 | AK08AA206A03000000 | 93PM-80(150)-IS-BB-6 | 43381 | 52057
93PM-Multimodule | NEW | EATON 93PM; 80kW scalable to 150kW; with MBS; with BB | 88994 | AK08AA306A03000000 | 93PM-80(150)-IS-BB-MBS-6 | 45220 | 54264
93PM-Multimodule | NEW | EATON 93PM; 80kW scalable to 200kW | 88995 | AT08A0206A03000000 | 93PM-80(200)-6 | 47620 | 57144
93PM-Multimodule | NEW | EATON 93PM; 80kW N+1 | 88996 | AH08A0206A03000000 | 93PM-80+40(150)-6 | 50828 | 60994
93PM-Multimodule | NEW | EATON 93PM; 80kW N+1; with MBS | 88997 | AH08A0306A03000000 | 93PM-80+40(150)-IS-MBS-6 | 52667 | 63200
93PM-Multimodule | NEW | EATON 93PM; 80kW N+1; with BB | 88998 | AH08AA206A03000000 | 93PM-80+40(150)-IS-BB-6 | 51972 | 62366
93PM-Multimodule | NEW | EATON 93PM; 80kW N+1; with MBS; with BB | 88999 | AH08AA306A03000000 | 93PM-80+40(150)-IS-BB-MBS-6 | 53810 | 64572
93PM-Multimodule | Active | EATON 93PM; 100kW | 89000 | AE10A0206A03000000 | 93PM-100(100)-6 | 43397 | 52076
93PM-Multimodule | Active | EATON 93PM; 100kW with MBS | 89001 | AE10A0306A03000000 | 93PM-100(100)-IS-MBS-6 | 44653 | 53584
93PM-Multimodule | Active | EATON 93PM; 100kW with BB | 89002 | AE10AA206A03000000 | 93PM-100(100)-IS-BB-6 | 44339 | 53207
93PM-Multimodule | Active | EATON 93PM; 100kW with MBS; with BB | 89003 | AE10AA306A03000000 | 93PM-100(100)-IS-BB-MBS-6 | 45595 | 54714
93PM-Multimodule | Active | EATON 93PM; 100kW scalable to 150kW | 89004 | AK10A0206A03000000 | 93PM-100(150)-6 | 49087 | 58904
93PM-Multimodule | Active | EATON 93PM; 100kW scalable to 150kW; with MBS | 89005 | AK10A0306A03000000 | 93PM-100(150)-IS-MBS-6 | 50926 | 61111
93PM-Multimodule | Active | EATON 93PM; 100kW scalable to 150kW; with BB | 89006 | AK10AA206A03000000 | 93PM-100(150)-IS-BB-6 | 50230 | 60276
93PM-Multimodule | Active | EATON 93PM; 100kW scalable to 150kW; with MBS; with BB | 89007 | AK10AA306A03000000 | 93PM-100(150)-IS-BB-MBS-6 | 52069 | 62483
93PM-Multimodule | Active | EATON 93PM; 100kW scalable to 200kW | 89008 | AT10A0206A03000000 | 93PM-100(200)-6 | 54469 | 65363
93PM-Multimodule | Active | EATON 93PM; 100kW N+1 | 89009 | AH10A0206A03000000 | 93PM-100+50(150)-6 | 59714 | 71657
93PM-Multimodule | Active | EATON 93PM; 100kW N+1; with MBS | 89010 | AH10A0306A03000000 | 93PM-100+50(150)-IS-MBS-6 | 61553 | 73864
93PM-Multimodule | Active | EATON 93PM; 100kW N+1; with BB | 89011 | AH10AA206A03000000 | 93PM-100+50(150)-IS-BB-6 | 60858 | 73030
93PM-Multimodule | Active | EATON 93PM; 100kW N+1; with MBS; with BB | 89012 | AH10AA306A03000000 | 93PM-100+50(150)-IS-BB-MBS-6 | 62697 | 75236
93PM-Multimodule | Active | EATON 93PM; 120kW | 89013 | AL12A0206A03000000 | 93PM-120(150)-6 | 50828 | 60994
93PM-Multimodule | Active | EATON 93PM; 120kW with MBS | 89014 | AL12A0306A03000000 | 93PM-120(150)-IS-MBS-6 | 52667 | 63200
93PM-Multimodule | Active | EATON 93PM; 120kW with BB | 89015 | AL12AA206A03000000 | 93PM-120(150)-IS-BB-6 | 51972 | 62366
93PM-Multimodule | Active | EATON 93PM; 120kW with MBS; with BB | 89016 | AL12AA306A03000000 | 93PM-120(150)-IS-BB-MBS-6 | 53810 | 64572
93PM-Multimodule | NEW | EATON 93PM; 120kW scalable to 200kW | 89017 | AU12A0206A03000000 | 93PM-120(200)-6 | 56210 | 67452
93PM-Multimodule | NEW | EATON 93PM; 120kW N+1 | 89018 | AR12A0206A03000000 | 93PM-120+40(200)-6 | 65570 | 78684
93PM-Multimodule | Active | EATON 93PM; 150kW | 89019 | AL15A0206A03000000 | 93PM-150(150)-6 | 59714 | 71657
93PM-Multimodule | Active | EATON 93PM; 150kW with MBS | 89020 | AL15A0306A03000000 | 93PM-150(150)-IS-MBS-6 | 61553 | 73864
93PM-Multimodule | Active | EATON 93PM; 150kW with BB | 89021 | AL15AA206A03000000 | 93PM-150(150)-IS-BB-6 | 60858 | 73030
93PM-Multimodule | Active | EATON 93PM; 150kW with MBS; with BB | 89022 | AL15AA306A03000000 | 93PM-150(150)-IS-BB-MBS-6 | 62697 | 75236
93PM-Multimodule | Active | EATON 93PM; 150kW scalable to 200kW | 89023 | AU15A0206A03000000 | 93PM-150(200)-6 | 65096 | 78115
93PM-Multimodule | Active | EATON 93PM; 150kW N+1 | 89024 | AR15A0206A03000000 | 93PM-150+50(200)-6 | 75202 | 90242
93PM-Multimodule | Active | EATON 93PM; 160kW | 89025 | AV16A0206A03000000 | 93PM-160(200)-6 | 65570 | 78684
93PM-Multimodule | Active | EATON 93PM; 200kW | 89026 | AV20A0206A03000000 | 93PM-200(200)-6 | 75202 | 90242
93PM-Multimodule | Active | Eaton 93PM 1x50kW Field upgrade | 84875 | P-103001018-101 | 93PM-1x50-F-UPM-R | 10928 | 13114
93PM-ACC | Active | 93PM 30-50kW EMC CATEGORY C2 PERFORMANCE | #N/A | P-103000650 | KIT 93PM 30-50KW EMC-C2 (Use BidMan to configure the part number) | 699 | 839
93PM-ACC | Active | 93PM top air exhaust kit 80-150kW units | 80521 | P-103000926 | KIT 93PM 80-150KW TOP AIR EXHAUST (Use BidMan to configure the part number) | 1314 | 1577
93PM-ACC | Active | 93PM top air exhaust kit 160-200kW units | 80522 | P-103000927 | KIT 93PM 160-200KW TOP AIR EXHAUST (Use BidMan to configure the part number) | 1577 | 1892
93PM-ACC | Active | 93PM top cable access kit 30-150kW units | #N/A | P-103000719 | KIT 93PM 30-150kW TOP CABLE ACCESS (Use BidMan to configure the part number) | 936 | 1123
93PM-ACC | Active | Plywood packing for 93PM products | #N/A | P-174000048 | PACKM 93PM 30-150kW PLYWOOD BOX WITH RAMP (Use BidMan to configure the part number) | 737 | 884
93PM-ACC | Active | Plywood packing for 93PM products | #N/A | P-174000097 | PACKM 93PM 200kW PLYWOOD BOX WITH RAMP (Use BidMan to configure the part number) | 921 | 1105
93PM-ACC | Active | 93PM Sync control interface, 50kW frame | 81756 | P-103001259 | KIT 93PM-(50) SYNC CONTROL INTERFACE (Use BidMan to configure the part number) | 357 | 428
93PM-ACC | Active | 93PM Sync control interface, 100-200kW frame | 81757 | P-103001260 | KIT 93PM-(100)-(200) SYNC CONTROL INTERFACE (Use BidMan to configure the part number) | 357 | 428
93PM-ACC | Active | Integrated Accessory Cabinet MBS 200kW, 3-switches, single feed | #N/A | P-103001249-002 | KIT 93PM-(200) SIAC-MBS 3-SWITCHES (Use BidMan to configure the part number) | 5687 | 6824
93PM-ACC | Active | Integrated Accessory Cabinet MBS 200kW, 4-switches, dual feed | #N/A | P-103001249-004 | KIT 93PM-200) SIAC-MBS 4-SWITCHES (Use BidMan to configure the part number) | 6398 | 7678
93PM-ACC | Active | 93PM 80-150kW single feed kit; busbars | #N/A | P-103001257 | 93PM-(100)-(150) SINGLE FEED KIT | 383 | 460
93PM-ACC | Active | 93PM 160-200kW single feed kit; cables | #N/A | P-103001256 | 93PM-(200) SINGLE FEED KIT | 383 | 460
93PM-ACC | Active | Battery trays and cables for 30-50kW 93PM w/o internal batteries | 80519 | HPO-1040337 | KIT 93PM BATTERY ACCESSORIES (1 STRING) | 318 | 382
93PM-ACC | Active | Battery trays and cables for 30-50kW 93PM w/o internal batteries | 80034 | HPO-1040338 | KIT 93PM BATTERY ACCESSORIES (6 STRING) | 1097 | 1316
93PM-ACC | NEW | Aluminum Gland plate for 93PM 30-50kW frame; 1x AL flange | #N/A | HPO-1041917 | PLATE 3N60 FLANGE BLIND AL | 70 | 84
93PM-ACC | NEW | Aluminum Gland plate for 93PM 80-150kW and 160-200kW frames; 1x AL flange | #N/A | HPO-1041918 | PLATE 93PM FLANGE D2 BLIND AL | 77 | 92
93PM-ACC | NEW | Aluminum Gland plate for 93PM 80-150kW frame; rear access AL plate | #N/A | HPO-1041919 | PLATE 93PM 100-150 BACK PLATE AL | 100 | 120
93PM-ACC | NEW | Aluminum Gland plate for 93PM 80-150kW frame; bottom access, AL plate | #N/A | HPO-1041920 | PLATE 93PM GLANDPLATE BOTTOM AL | 102 | 122
93PM-ACC | NEW | Aluminum Gland plate for 93PM 160-200kW frame; bottom or rear or top access, AL plate | #N/A | HPO-1041921 | PLATE 93PM 200KW CUSTOMER CABLE PLATE AL | 100 | 120
93E | Active | 93E 60kVA; With backfeed protection; MBS | 87131 | 93E60KMBSN | 93E 60kVA | 24516 | 29419
93E | Active | 93E 80kVA; With backfeed protection; MBS | 87132 | 93E80KMBSN | 93E 80kVA | 26913 | 32296
93E | Active | 100kVA Frame, 80kVA Rating, With backfeed, NO MBS, NO Input switch | 83911 | 93E80K | 93E-80kVA | 31521 | 37825
93E | Active | 100kVA Frame, 100kVA Rating, With backfeed, NO MBS, NO Input switch | 83913 | 93E100K | 93E-100kVA | 33864 | 40637
93E | Active | 100kVA Frame, 100kVA Rating, With backfeed and MBS | 83914 | 93E100KMBS | 93E-100kVA-MBS | 36975 | 44370
93E | Active | 120kVA Frame, 120kVA Rating, With backfeed, NO MBS, NO Input switch | 83915 | 93E120K | 93E-120kVA | 37989 | 45587
93E | Active | 120kVA Frame, 120kVA Rating, With backfeed and MBS | 83916 | 93E120KMBS | 93E-120kVA-MBS | 40989 | 49187
93E | Active | 200kVA Frame, 160kVA Rating, With backfeed NO Input switch | 83917 | 93E160K | 93E-160kVA | 55977 | 67172
93E | Active | 200kVA Frame, 200kVA Rating, With backfeed NO Input switch | 83918 | 93E200K | 93E-200kVA | 65004 | 78005
93E | Active | 300kVA Frame, 300kVA Rating, With backfeed, NO Input breaker | 83919 | 93E300K | 93E 300kVA | 91356 | 109627
93E | Active | 300kVA Frame, 300kVA Rating, With backfeed and Input breaker | 83920 | 93E300KIB | 93E 300kVA-with IB | 95727 | 114872
93E | Active | 400kVA Frame, 400kVA Rating, With backfeed, NO Input breaker | 83921 | 93E400K | 93E 400kVA | 120582 | 144698
93E | Active | 400kVA Frame, 400kVA Rating, With backfeed and Input breaker | 83922 | 93E400KIB | 93E 400kVA-with IB | 125235 | 150282
93E 93PM BAT | Active | Small External Battery cabinet w/ 200A breaker (30-50kW), empty | 80515 | P-105000017-001 | 93P/E-BAT-S-0x36-EMPTY (200A) M5 cables | 4316 | 5179
93E 93PM BAT | Active | Small External Battery cabinet w/ 200A breaker (30-50kW) | 80516 | P-105000017-002 | 93P/E-BAT-S-1x36-110W (200A) | 9111 | 10933
93E 93PM BAT | Active | Small External Battery cabinet w/ 200A breaker (30-50kW) | 76073 | P-105000017-004 | 93P/E-BAT-S-1x36-200W (200A) | 11987 | 14384
93E 93PM BAT | Active | Small External Battery cabinet w/ 200A breaker (30-50kW), empty | 80032 | P-105000017-005 | 93P/E-BAT-S-0x36-EMPTY (200A) M6 cables | 4316 | 5179
93E 93PM BAT | Active | Small External Battery cabinet w/ 200A breaker (30-50kW) | 87086 | P-105000017-006 | 93P/E-BAT-S-1x36-GNB P12V875 (200A) | 11327 | 13592
93E 93PM BAT | Active | Small External Battery cabinet w/ 200A breaker (30-50kW) | 87087 | P-105000017-007 | 93P/E-BAT-S-1x36-GNB XP12V1800 (200A) | 13121 | 15745
93E 93PM BAT | Active | Small External Battery cabinet w/ 400A breaker (80-100kW), empty | 80033 | P-105000018-001 | 93P/E-BAT-S-0x40-EMPTY (400A) M6 cables | 5774 | 6929
93E 93PM BAT | Active | Small External Battery cabinet w/ 400A breaker (80-100kW) | 80517 | P-105000018-002 | 93P/E-BAT-S-1x36-200W (400A) | 15096 | 18115
93E 93PM BAT | Active | Small External Battery cabinet w/ 400A breaker (80-100kW) | 80518 | P-105000018-003 | 93P/E-BAT-S-1x40-200W (400A) | 16133 | 19360
93E 93PM BAT | Active | Small External Battery cabinet w/ 400A breaker (80-100kW) | 87088 | P-105000018-004 | 93P/E-BAT-S-1x36-GNB XP12V1800 (400A) | 14691 | 17629
93E 93PM BAT | Active | Small External Battery cabinet w/ 400A breaker (80-100kW) | 86705 | P-105000018-005 | 93P/E-BAT-S-1x40-GNB XP12V1800 (400A) | 15636 | 18763
93E 93PM BAT | Active | Large External Battery cabinet w/ 400A breaker (80-100kW), empty | 76834 | P-105000035-001 | 93P/E-BAT-L-EMPTY (400A) M6 cable lugs | 6458 | 7750
93E 93PM BAT | Active | Large External Battery cabinet w/ 400A breaker (80-100kW), empty | 80526 | P-105000035-002 | 93P/E-BAT-L-EMPTY (400A) M8 cable lugs | 6458 | 7750
93E 93PM BAT | Active | Large External Battery cabinet w/ 500A breaker (120-150kW), empty | 80035 | P-105000036-001 | 93P/E-BAT-L-EMPTY (500A) M6 cable lugs | 6989 | 8387
93E 93PM BAT | Active | Large External Battery cabinet w/ 500A breaker (120-150kW), empty | 80527 | P-105000036-002 | 93P/E-BAT-L-EMPTY (500A) M8 cable lugs | 6989 | 8387
93E 93PM BAT | Active | Large External Battery cabinet w/ 700A breaker (160-200kW), empty | 80528 | P-105000037-001 | 93P/E-BAT-L-EMPTY (700A) M6 cable lugs | 8646 | 10375
93E 93PM BAT | Active | Large External Battery cabinet w/ 700A breaker (160-200kW), empty | 80529 | P-105000037-002 | 93P/E-BAT-L-EMPTY (700A) M8 cable lugs | 8645 | 10374
93E 93PM BAT | Active | Large External Battery cabinet w/ 400A breaker (80-100kW) | 80364 | P-105000038-001 | 93-BAT10-280 (400A) (CSB HRL 12280W) | 19646 | 23575
93E 93PM BAT | Active | Large External Battery cabinet w/ 400A breaker (80-100kW) | 80532 | P-105000038-002 | 93-BAT10-330 (400A) (CSB HRL 12330W) | 21834 | 26201
93E 93PM BAT | Active | Large External Battery cabinet w/ 400A breaker (80-100kW) | 80533 | P-105000038-003 | 93-BAT10-540 (400A) (CSB HRL12540W) | 25353 | 30424
93E 93PM BAT | Active | Large External Battery cabinet w/ 400A breaker (80-100kW), empty | 87090 | P-105000038-004 | 93-BAT10 (400A) (EMPTY) | 8508 | 10210
93E 93PM BAT | Active | Large External Battery cabinet w/ 700A breaker (160-200kW) | 80534 | P-105000039-001 | 93-BAT10-280 (700A) (CSB HRL 12280W) | 20256 | 24307
93E 93PM BAT | Active | Large External Battery cabinet w/ 700A breaker (160-200kW) | 80535 | P-105000039-002 | 93-BAT10-330 (700A) (CSB HRL 12330W) | 22515 | 27018
93E 93PM BAT | Active | Large External Battery cabinet w/ 700A breaker (160-200kW) | 80536 | P-105000039-003 | 93-BAT10-540 (700A) (CSB HRL12540W) | 26142 | 31370
93E 93PM BAT | Active | Large External Battery cabinet w/ 700A breaker (160-200kW), empty | 85759 | P-105000039-004 | 93-BAT10 (700A) (EMPTY) | 8895 | 10674
9395P | Active | Eaton 9395P 250 kVA | #N/A | P-105000046-001 | 9395P-300-250-U | 87354 | 104825
9395P | Active | Eaton 9395P 250 kVA | #N/A | P-105000046-002 | 9395P-300-250-U-HS | 91403 | 109684
9395P | Active | Eaton 9395P 250 kVA | #N/A | P-105000046-003 | 9395P-300-250-U-IB | 93687 | 112424
9395P | Active | Eaton 9395P 250 kVA | #N/A | P-105000046-004 | 9395P-300-250-U-IB-HS | 95423 | 114508
9395P | Active | Eaton 9395P 250 kVA | #N/A | P-105000046-005 | 9395P-300-250-U-MBS | 100020 | 120024
9395P | Active | Eaton 9395P 300 kVA | 87402 | P-105000047-001 | 9395P-300 | 89828 | 107794
9395P | Active | Eaton 9395P 300 kVA | #N/A | P-105000047-002 | 9395P-300-HS | 93876 | 112651
9395P | Active | Eaton 9395P 300 kVA | #N/A | P-105000047-003 | 9395P-300-IB | 96615 | 115938
9395P | Active | Eaton 9395P 300 kVA | #N/A | P-105000047-004 | 9395P-300-IB-HS | 97895 | 117474
9395P | Active | Eaton 9395P 300 kVA | #N/A | P-105000047-005 | 9395P-300-MBS | 103403 | 124084
9395P | Active | Eaton 9395P 500 kVA | #N/A | P-105000049-001 | 9395P-600-500-U | 152976 | 183571
9395P | Active | Eaton 9395P 500 kVA | #N/A | P-105000049-002 | 9395P-600-500-U-HS | 159615 | 191538
9395P | Active | Eaton 9395P 500 kVA | #N/A | P-105000049-003 | 9395P-600-500-U-IB | 158760 | 190512
9395P | Active | Eaton 9395P 500 kVA | #N/A | P-105000049-004 | 9395P-600-500-U-IB-HS | 162632 | 195158
9395P | Active | Eaton 9395P 600 kVA | #N/A | P-105000050-001 | 9395P-600 | 163904 | 196685
9395P | Active | Eaton 9395P 600 kVA | #N/A | P-105000050-002 | 9395P-600-HS | 171675 | 206010
9395P | Active | Eaton 9395P 600 kVA | #N/A | P-105000050-003 | 9395P-600-IB | 170103 | 204124
9395P | Active | Eaton 9395P 600 kVA | #N/A | P-105000050-004 | 9395P-600-IB-HS | 174923 | 209908
9395P | Active | Eaton 9395P 500 kVA Separate Battery | #N/A | P-105000052-001 | 9395P-600-500-U-SB | 154626 | 185551
9395P | Active | Eaton 9395P 500 kVA Separate Battery | #N/A | P-105000052-002 | 9395P-600-500-U-SB-HS | 160628 | 192754
9395P | Active | Eaton 9395P 500 kVA Separate Battery | #N/A | P-105000052-003 | 9395P-600-500-U-IB-SB | 160475 | 192570
9395P | Active | Eaton 9395P 500 kVA Separate Battery | #N/A | P-105000052-004 | 9395P-600-500-U-IB-SB-HS | 163458 | 196150
9395P | Active | Eaton 9395P 600 kVA Separate Battery | #N/A | P-105000053-001 | 9395P-600-SB | 165675 | 198810
9395P | Active | Eaton 9395P 600 kVA Separate Battery | #N/A | P-105000053-002 | 9395P-600-SB-HS | 171675 | 206010
9395P | Active | Eaton 9395P 600 kVA Separate Battery | #N/A | P-105000053-003 | 9395P-600-IB-SB | 171939 | 206327
9395P | Active | Eaton 9395P 600 kVA Separate Battery | #N/A | P-105000053-004 | 9395P-600-IB-SB-HS | 174923 | 209908
9395P | Active | Eaton 9395P 300 kVA | #N/A | P-105000054-001 | 9395P-600-300 | 107283 | 128740
9395P | Active | Eaton 9395P 300 kVA | #N/A | P-105000054-002 | 9395P-600-300-HS | 115055 | 138066
9395P | Active | Eaton 9395P 300 kVA | #N/A | P-105000054-003 | 9395P-600-300-IB | 111030 | 133236
9395P | Active | Eaton 9395P 300 kVA | #N/A | P-105000054-004 | 9395P-600-300-IB-HS | 118299 | 141959
9395P | Active | Eaton 9395P Field-Installed UPM 250kVA | #N/A | P-105000055-001 | 9395P-300-250-U-F-UPM | 74922 | 89906
9395P | Active | Eaton 9395P Field-Installed UPM 300kVA | #N/A | P-105000055-002 | 9395P-300-F-UPM | 74922 | 89906
9395P | Active | Eaton 9395P 750 kVA | #N/A | P-105000056-001 | 9395P-900-750-U | 270726 | 324871
9395P | Active | Eaton 9395P 750 kVA | #N/A | P-105000056-002 | 9395P-900-750-U-HS | 272160 | 326592
9395P | Active | Eaton 9395P 750 kVA | #N/A | P-105000056-003 | 9395P-900-750-U-IB | 277787 | 333344
9395P | Active | Eaton 9395P 750 kVA | #N/A | P-105000056-004 | 9395P-900-750-U-IB-HS | 279228 | 335074
9395P | Active | Eaton 9395P 900 kVA | #N/A | P-105000057-001 | 9395P-900 | 283388 | 340066
9395P | Active | Eaton 9395P 900 kVA | #N/A | P-105000057-002 | 9395P-900-HS | 284888 | 341866
9395P | Active | Eaton 9395P 900 kVA | #N/A | P-105000057-003 | 9395P-900-IB | 290790 | 348948
9395P | Active | Eaton 9395P 900 kVA | #N/A | P-105000057-004 | 9395P-900-IB-HS | 292296 | 350755
9395P | Active | Eaton 9395P 900 kVA | #N/A | P-105000058-001 | 9395P-900-W CU | 309258 | 371110
9395P | Active | Eaton 9395P 900 kVA | #N/A | P-105000058-002 | 9395P-900-W CU-HS | 310758 | 372910
9395P | Active | Eaton 9395P 900 kVA | #N/A | P-105000058-003 | 9395P-900-W CU-IB | 316659 | 379991
9395P | Active | Eaton 9395P 900 kVA | #N/A | P-105000058-004 | 9395P-900-W CU-IB-HS | 318167 | 381800
9395P | Active | Eaton 9395P 900 kVA Separate Battery | #N/A | P-105000060-001 | 9395P-900-SB | 285864 | 343037
9395P | Active | Eaton 9395P 900 kVA Separate Battery | #N/A | P-105000060-002 | 9395P-900-SB-HS | 287364 | 344837
9395P | Active | Eaton 9395P 900 kVA Separate Battery | #N/A | P-105000060-003 | 9395P-900-IB-SB | 293267 | 351920
9395P | Active | Eaton 9395P 900 kVA Separate Battery | #N/A | P-105000060-004 | 9395P-900-IB-SB-HS | 294774 | 353729
9395P | Active | Eaton 9395P 900 kVA | #N/A | P-105000061-001 | 9395P-900-600 | 217491 | 260989
9395P | Active | Eaton 9395P 900 kVA | #N/A | P-105000061-002 | 9395P-900-600-HS | 218991 | 262789
9395P | Active | Eaton 9395P 900 kVA | #N/A | P-105000061-003 | 9395P-900-600-IB | 224895 | 269874
9395P | Active | Eaton 9395P 900 kVA | #N/A | P-105000061-004 | 9395P-900-600-IB-HS | 226400 | 271680
9395P | Active | Eaton 9395P 1000 kVA | #N/A | P-105000073-001 | 9395P-1200-1000-U | 375267 | 450320
9395P | Active | Eaton 9395P 1000 kVA | #N/A | P-105000073-002 | 9395P-1200-1000-U-HS | 376770 | 452124
9395P | Active | Eaton 9395P 1000 kVA | #N/A | P-105000073-003 | 9395P-1200-1000-U-IB | 382451 | 458941
9395P | Active | Eaton 9395P 1000 kVA | #N/A | P-105000073-004 | 9395P-1200-1000-U-IB-HS | 384303 | 461164
9395P | Active | Eaton 9395P 1200 kVA | #N/A | P-105000074-001 | 9395P-1200 | 392868 | 471442
9395P | Active | Eaton 9395P 1200 kVA | #N/A | P-105000074-002 | 9395P-1200-HS | 394374 | 473249
9395P | Active | Eaton 9395P 1200 kVA | #N/A | P-105000074-003 | 9395P-1200-IB | 400403 | 480484
9395P | Active | Eaton 9395P 1200 kVA | #N/A | P-105000074-004 | 9395P-1200-IB-HS | 401907 | 482288
9395P | Active | Eaton 9395P 1200 kVA | #N/A | P-105000075-001 | 9395P-1200-W CU | 400283 | 480340
9395P | Active | Eaton 9395P 1200 kVA | #N/A | P-105000075-002 | 9395P-1200-HS-W CU | 401748 | 482098
9395P | Active | Eaton 9395P 1200 kVA | #N/A | P-105000075-003 | 9395P-1200-IB-W CU | 407778 | 489334
9395P | Active | Eaton 9395P 1200 kVA | #N/A | P-105000075-004 | 9395P-1200-IB-HS-W CU | 409283 | 491140
9395P | Active | Eaton 9395P 1200 kVA | #N/A | P-105000076-002 | 9395P-1200-IB-IOM | 362076 | 434491
9395P | Active | Eaton 9395P 1200 kVA Separate Battery | #N/A | P-105000077-001 | 9395P-1200-SB | 396171 | 475405
9395P | Active | Eaton 9395P 1200 kVA Separate Battery | #N/A | P-105000077-002 | 9395P-1200-SB-HS | 397676 | 477211
9395P | Active | Eaton 9395P 1200 kVA Separate Battery | #N/A | P-105000077-003 | 9395P-1200-IB-SB | 403704 | 484445
9395P | Active | Eaton 9395P 1200 kVA Separate Battery | #N/A | P-105000077-004 | 9395P-1200-IB-SB-HS | 405210 | 486252
9395P | Active | Eaton 9395P 1200 kVA | #N/A | P-105000078-001 | 9395P-1200-900 | 326043 | 391252
9395P | Active | Eaton 9395P 1200 kVA | #N/A | P-105000078-002 | 9395P-1200-900-HS | 327548 | 393058
9395P | Active | Eaton 9395P 1200 kVA | #N/A | P-105000078-003 | 9395P-1200-900-IB | 333575 | 400290
9395P | Active | Eaton 9395P 1200 kVA | #N/A | P-105000078-004 | 9395P-1200-900-IB-HS | 335082 | 402098
9395P BAT | Active | Large External Battery cabinet w/ 700A breaker, for 9395,9395P | 38219 | 1026960 | 9395-BAT10-540 (700A) (CSB HRL12540W) | 31497 | 37796
9395P BAT | Active | Large External Battery cabinet w/ 700A breaker, for 9395,9395P, empty | 38220 | 1026961 | 9395-BAT10-EMPTY (700A) battery cabinet | 11682 | 14018
Model | Status | Product sub-category |  | Reference | Description | Dealer USD | Retail USD
Модель | Статус | Группа товара |  | Артикул | Название
93PS | Active | Eaton 93PS; 8kW; without batteries | 86527 | BA80A0206A01000000 | 93PS-8(20)-20-0-6 | 6881 | 8257
93PS | Active | Eaton 93PS; 8kW; with long life batteries | 86528 | BA80A1206A01000000 | 93PS-8(20)-20-1x7Ah-LL-6 | 7575 | 9090
93PS | Active | Eaton 93PS; 8kW; with long life batteries | 86529 | BA80A2206A01000000 | 93PS-8(20)-20-2x7Ah-LL-6 | 8923 | 10708
93PS | Active | Eaton 93PS; 8kW; with standard batteries | 86530 | BA80AA206A01000000 | 93PS-8(20)-20-1x9Ah-6 | 7542 | 9050
93PS | Active | Eaton 93PS; 8kW; with standard batteries | 86531 | BA80AB206A01000000 | 93PS-8(20)-20-2x9Ah-6 | 8826 | 10591
93PS | Active | Eaton 93PS; 8kW; without batteries; with MBS | 86532 | BA80A0306A01000000 | 93PS-8(20)-20-0-MBS-6 | 7103 | 8524
93PS | Active | Eaton 93PS; 8kW; with long life batteries; with MBS | 86533 | BA80A1306A01000000 | 93PS-8(20)-20-1x7Ah-LL-MBS-6 | 7797 | 9356
93PS | Active | Eaton 93PS; 8kW; with long life batteries; with MBS | 86534 | BA80A2306A01000000 | 93PS-8(20)-20-2x7Ah-LL-MBS-6 | 9145 | 10974
93PS | Active | Eaton 93PS; 8kW; with standard batteries; with MBS | 86535 | BA80AA306A01000000 | 93PS-8(20)-20-1x9Ah-MBS-6 | 7764 | 9317
93PS | Active | Eaton 93PS; 8kW; with standard batteries; with MBS | 86536 | BA80AB306A01000000 | 93PS-8(20)-20-2x9Ah-MBS-6 | 9048 | 10858
93PS | Active | Eaton 93PS; 10kW; without batteries | 86537 | BA01A0206A01000000 | 93PS-10(20)-20-0-6 | 7749 | 9299
93PS | Active | Eaton 93PS; 10kW; with long life batteries | 86538 | BA01A2206A01000000 | 93PS-10(20)-20-2x7Ah-LL-6 | 9792 | 11750
93PS | Active | Eaton 93PS; 10kW; with standard batteries | 86539 | BA01AA206A01000000 | 93PS-10(20)-20-1x9Ah-6 | 8411 | 10093
93PS | Active | Eaton 93PS; 10kW; with standard batteries | 86540 | BA01AB206A01000000 | 93PS-10(20)-20-2x9Ah-6 | 9695 | 11634
93PS | Active | Eaton 93PS; 10kW; without batteries; with MBS | 86541 | BA01A0306A01000000 | 93PS-10(20)-20-0-MBS-6 | 7971 | 9565
93PS | Active | Eaton 93PS; 10kW; with long life batteries; with MBS | 86542 | BA01A2306A01000000 | 93PS-10(20)-20-2x7Ah-LL-MBS-6 | 10014 | 12017
93PS | Active | Eaton 93PS; 10kW; with standard batteries; with MBS | 86543 | BA01AA306A01000000 | 93PS-10(20)-20-1x9Ah-MBS-6 | 8633 | 10360
93PS | Active | Eaton 93PS; 10kW; with standard batteries; with MBS | 86544 | BA01AB306A01000000 | 93PS-10(20)-20-2x9Ah-MBS-6 | 9916 | 11899
93PS | Active | Eaton 93PS; 15kW; without batteries | 86545 | BA51A0206A01000000 | 93PS-15(20)-20-0-6 | 8790 | 10548
93PS | Active | Eaton 93PS; 15kW; with long life batteries | 86546 | BA51A2206A01000000 | 93PS-15(20)-20-2x7Ah-LL-6 | 10833 | 13000
93PS | Active | Eaton 93PS; 15kW; with standard batteries | 86547 | BA51AB206A01000000 | 93PS-15(20)-20-2x9Ah-6 | 10735 | 12882
93PS | Active | Eaton 93PS; 15kW; without batteries; with MBS | 86548 | BA51A0306A01000000 | 93PS-15(20)-20-0-MBS-6 | 9012 | 10814
93PS | Active | Eaton 93PS; 15kW; with long life batteries; with MBS | 86549 | BA51A2306A01000000 | 93PS-15(20)-20-2x7Ah-LL-MBS-6 | 11054 | 13265
93PS | Active | Eaton 93PS; 15kW; with standard batteries; with MBS | 86550 | BA51AB306A01000000 | 93PS-15(20)-20-2x9Ah-MBS-6 | 10957 | 13148
93PS | Active | Eaton 93PS; 20kW; without batteries | 86551 | BA02A0206A01000000 | 93PS-20(20)-20-0-6 | 8821 | 10585
93PS | Active | Eaton 93PS; 20kW; with standard batteries | 86552 | BA02AB206A01000000 | 93PS-20(20)-20-2x9Ah-6 | 10766 | 12919
93PS | Active | Eaton 93PS; 20kW; without batteries; with MBS | 86553 | BA02A0306A01000000 | 93PS-20(20)-20-0-MBS-6 | 9042 | 10850
93PS | Active | Eaton 93PS; 20kW; with standard batteries; with MBS | 86554 | BA02AB306A01000000 | 93PS-20(20)-20-2x9Ah-MBS-6 | 10988 | 13186
93PS | Active | Eaton 93PS; 20kW; without batteries; C-model (no battery compartment) | 89027 | BA80A9206A01000000 | 93PS-8(20)-20-CM-6 | 6544 | 7853
93PS | Active | Eaton 93PS; 20kW; without batteries; C-model (no battery compartment); with MBS | 89028 | BA80A9306A01000000 | 93PS-8(20)-20-CM-MBS-6 | 6766 | 8119
93PS | Active | Eaton 93PS; 20kW; without batteries; C-model (no battery compartment) | 89029 | BA01A9206A01000000 | 93PS-10(20)-20-CM-6 | 7413 | 8896
93PS | Active | Eaton 93PS; 20kW; without batteries; C-model (no battery compartment); with MBS | 89030 | BA01A9306A01000000 | 93PS-10(20)-20-CM-MBS-6 | 7635 | 9162
93PS | Active | Eaton 93PS; 20kW; without batteries; C-model (no battery compartment) | 89031 | BA51A9206A01000000 | 93PS-15(20)-20-CM-6 | 8454 | 10145
93PS | Active | Eaton 93PS; 20kW; without batteries; C-model (no battery compartment); with MBS | 89032 | BA51A9306A01000000 | 93PS-15(20)-20-CM-MBS-6 | 8675 | 10410
93PS | Active | Eaton 93PS; 20kW; without batteries; C-model (no battery compartment) | 89033 | BA02A9206A01000000 | 93PS-20(20)-20-CM-6 | 8484 | 10181
93PS | Active | Eaton 93PS; 20kW; without batteries; C-model (no battery compartment); with MBS | 89034 | BA02A9306A01000000 | 93PS-20(20)-20-CM-MBS-6 | 8706 | 10447
93PS | NEW | Eaton 93PS; 8kW; without batteries; 15kW power module | 89035 | BA80A0206A01100000 | 93PS-8(20)-15-0-6 | 6544 | 7853
93PS | NEW | Eaton 93PS; 8kW; with long life batteries; 15kW power module | 89036 | BA80A1206A01100000 | 93PS-8(20)-15-1x7Ah-LL-6 | 7239 | 8687
93PS | NEW | Eaton 93PS; 8kW; with long life batteries; 15kW power module | 89037 | BA80A2206A01100000 | 93PS-8(20)-15-2x7Ah-LL-6 | 8587 | 10304
93PS | NEW | Eaton 93PS; 8kW; with standard batteries; 15kW power module | 89038 | BA80AA206A01100000 | 93PS-8(20)-15-1x9Ah-6 | 7206 | 8647
93PS | NEW | Eaton 93PS; 8kW; with standard batteries; 15kW power module | 89039 | BA80AB206A01100000 | 93PS-8(20)-15-2x9Ah-6 | 8490 | 10188
93PS | NEW | Eaton 93PS; 8kW; without batteries; with MBS; 15kW power module | 89040 | BA80A0306A01100000 | 93PS-8(20)-15-0-MBS-6 | 6766 | 8119
93PS | NEW | Eaton 93PS; 8kW; with long life batteries; with MBS; 15kW power module | 89041 | BA80A1306A01100000 | 93PS-8(20)-15-1x7Ah-LL-MBS-6 | 7461 | 8953
93PS | NEW | Eaton 93PS; 8kW; with long life batteries; with MBS; 15kW power module | 89042 | BA80A2306A01100000 | 93PS-8(20)-15-2x7Ah-LL-MBS-6 | 8809 | 10571
93PS | NEW | Eaton 93PS; 8kW; with standard batteries; with MBS; 15kW power module | 89043 | BA80AA306A01100000 | 93PS-8(20)-15-1x9Ah-MBS-6 | 7427 | 8912
93PS | NEW | Eaton 93PS; 8kW; with standard batteries; with MBS; 15kW power module | 89044 | BA80AB306A01100000 | 93PS-8(20)-15-2x9Ah-MBS-6 | 8711 | 10453
93PS | NEW | Eaton 93PS; 10kW; without batteries; 15kW power module | 89045 | BA01A0206A01100000 | 93PS-10(20)-15-0-6 | 7413 | 8896
93PS | NEW | Eaton 93PS; 10kW; with long life batteries; 15kW power module | 89046 | BA01A2206A01100000 | 93PS-10(20)-15-2x7Ah-LL-6 | 9455 | 11346
93PS | NEW | Eaton 93PS; 10kW; with standard batteries; 15kW power module | 89047 | BA01AA206A01100000 | 93PS-10(20)-15-1x9Ah-6 | 8074 | 9689
93PS | NEW | Eaton 93PS; 10kW; with standard batteries; 15kW power module | 89048 | BA01AB206A01100000 | 93PS-10(20)-15-2x9Ah-6 | 9358 | 11230
93PS | NEW | Eaton 93PS; 10kW; without batteries; with MBS; 15kW power module | 89049 | BA01A0306A01100000 | 93PS-10(20)-15-0-MBS-6 | 7635 | 9162
93PS | NEW | Eaton 93PS; 10kW; with long life batteries; with MBS; 15kW power module | 89050 | BA01A2306A01100000 | 93PS-10(20)-15-2x7Ah-LL-MBS-6 | 9677 | 11612
93PS | NEW | Eaton 93PS; 10kW; with standard batteries; with MBS; 15kW power module | 89051 | BA01AA306A01100000 | 93PS-10(20)-15-1x9Ah-MBS-6 | 8296 | 9955
93PS | NEW | Eaton 93PS; 10kW; with standard batteries; with MBS; 15kW power module | 89052 | BA01AB306A01100000 | 93PS-10(20)-15-2x9Ah-MBS-6 | 9580 | 11496
93PS | NEW | Eaton 93PS; 15kW; without batteries; 15kW power module | 89053 | BA51A0206A01100000 | 93PS-15(20)-15-0-6 | 8454 | 10145
93PS | NEW | Eaton 93PS; 15kW; with long life batteries; 15kW power module | 89054 | BA51A2206A01100000 | 93PS-15(20)-15-2x7Ah-LL-6 | 10496 | 12595
93PS | NEW | Eaton 93PS; 15kW; with standard batteries; 15kW power module | 89055 | BA51AB206A01100000 | 93PS-15(20)-15-2x9Ah-6 | 10399 | 12479
93PS | NEW | Eaton 93PS; 15kW; without batteries; with MBS; 15kW power module | 89056 | BA51A0306A01100000 | 93PS-15(20)-15-0-MBS-6 | 8675 | 10410
93PS | NEW | Eaton 93PS; 15kW; with long life batteries; with MBS; 15kW power module | 89057 | BA51A2306A01100000 | 93PS-15(20)-15-2x7Ah-LL-MBS-6 | 10718 | 12862
93PS | NEW | Eaton 93PS; 15kW; with standard batteries; with MBS; 15kW power module | 89058 | BA51AB306A01100000 | 93PS-15(20)-15-2x9Ah-MBS-6 | 10621 | 12745
93PS | NEW | Eaton 93PS; 8kW; without batteries; C-model (no battery compartment); 15kW power module | 89059 | BA80A9206A01100000 | 93PS-8(20)-15-CM-6 | 6208 | 7450
93PS | NEW | Eaton 93PS; 8kW; without batteries; C-model (no battery compartment); with MBS; 15kW power module | 89060 | BA80A9306A01100000 | 93PS-8(20)-15-CM-MBS-6 | 6430 | 7716
93PS | NEW | Eaton 93PS; 10kW; without batteries; C-model (no battery compartment); 15kW power module | 89061 | BA01A9206A01100000 | 93PS-10(20)-15-CM-6 | 7076 | 8491
93PS | NEW | Eaton 93PS; 10kW; without batteries; C-model (no battery compartment); with MBS; 15kW power module | 89062 | BA01A9306A01100000 | 93PS-10(20)-15-CM-MBS-6 | 7298 | 8758
93PS | NEW | Eaton 93PS; 15kW; without batteries; C-model (no battery compartment); 15kW power module | 89063 | BA51A9206A01100000 | 93PS-15(20)-15-CM-6 | 8117 | 9740
93PS | NEW | Eaton 93PS; 15kW; without batteries; C-model (no battery compartment); with MBS; 15kW power module | 89064 | BA51A9306A01100000 | 93PS-15(20)-15-CM-MBS-6 | 8339 | 10007
93PS | NEW | Eaton 93PS; 8kW; with long life batteries; 20kW power module | 89065 | BA80A5206A01000000 | 93PS-8(20)-20-1x9Ah-LL-6 | 7714 | 9257
93PS | NEW | Eaton 93PS; 8kW; with long life batteries; 20kW power module | 89066 | BA80A6206A01000000 | 93PS-8(20)-20-2x9Ah-LL-6 | 9332 | 11198
93PS | NEW | Eaton 93PS; 8kW; with long life batteries; with MBS; 20kW power module | 89067 | BA80A5306A01000000 | 93PS-8(20)-20-1x9Ah-LL-MBS-6 | 7936 | 9523
93PS | NEW | Eaton 93PS; 8kW; with long life batteries; with MBS; 20kW power module | 89068 | BA80A6306A01000000 | 93PS-8(20)-20-2x9Ah-LL-MBS-6 | 9554 | 11465
93PS | NEW | Eaton 93PS; 10kW; with long life batteries; 20kW power module | 89069 | BA01A5206A01000000 | 93PS-10(20)-20-1x9Ah-LL-6 | 8583 | 10300
93PS | NEW | Eaton 93PS; 10kW; with long life batteries; 20kW power module | 89070 | BA01A6206A01000000 | 93PS-10(20)-20-2x9Ah-LL-6 | 10200 | 12240
93PS | NEW | Eaton 93PS; 10kW; with long life batteries; with MBS; 20kW power module | 89071 | BA01A5306A01000000 | 93PS-10(20)-20-1x9Ah-LL-MBS-6 | 8804 | 10565
93PS | NEW | Eaton 93PS; 10kW; with long life batteries; with MBS; 20kW power module | 89072 | BA01A6306A01000000 | 93PS-10(20)-20-2x9Ah-LL-MBS-6 | 10422 | 12506
93PS | NEW | Eaton 93PS; 15kW; with long life batteries; 20kW power module | 89073 | BA51A6206A01000000 | 93PS-15(20)-20-2x9Ah-LL-6 | 11241 | 13489
93PS | NEW | Eaton 93PS; 15kW; with long life batteries; with MBS; 20kW power module | 89074 | BA51A6306A01000000 | 93PS-15(20)-20-2x9Ah-LL-MBS-6 | 11463 | 13756
93PS | NEW | Eaton 93PS; 20kW; with long life batteries; 20kW power module | 89075 | BA02A6206A01000000 | 93PS-20(20)-20-2x9Ah-LL-6 | 11272 | 13526
93PS | NEW | Eaton 93PS; 20kW; with long life batteries; with MBS; 20kW power module | 89076 | BA02A6306A01000000 | 93PS-20(20)-20-2x9Ah-LL-MBS-6 | 11493 | 13792
93PS | NEW | Eaton 93PS; 8kW; with long life batteries; 15kW power module | 89077 | BA80A5206A01100000 | 93PS-8(20)-15-1x9Ah-LL-6 | 7378 | 8854
93PS | NEW | Eaton 93PS; 8kW; with long life batteries; 15kW power module | 89078 | BA80A6206A01100000 | 93PS-8(20)-15-2x9Ah-LL-6 | 8995 | 10794
93PS | NEW | Eaton 93PS; 8kW; with long life batteries; with MBS; 15kW power module | 89079 | BA80A5306A01100000 | 93PS-8(20)-15-1x9Ah-LL-MBS-6 | 7599 | 9119
93PS | NEW | Eaton 93PS; 8kW; with long life batteries; with MBS; 15kW power module | 89080 | BA80A6306A01100000 | 93PS-8(20)-15-2x9Ah-LL-MBS-6 | 9217 | 11060
93PS | NEW | Eaton 93PS; 10kW; with long life batteries; 15kW power module | 89081 | BA01A5206A01100000 | 93PS-10(20)-15-1x9Ah-LL-6 | 8246 | 9895
93PS | NEW | Eaton 93PS; 10kW; with long life batteries; 15kW power module | 89082 | BA01A6206A01100000 | 93PS-10(20)-15-2x9Ah-LL-6 | 9864 | 11837
93PS | NEW | Eaton 93PS; 10kW; with long life batteries; with MBS; 15kW power module | 89083 | BA01A5306A01100000 | 93PS-10(20)-15-1x9Ah-LL-MBS-6 | 8468 | 10162
93PS | NEW | Eaton 93PS; 10kW; with long life batteries; with MBS; 15kW power module | 89084 | BA01A6306A01100000 | 93PS-10(20)-15-2x9Ah-LL-MBS-6 | 10086 | 12103
93PS | NEW | Eaton 93PS; 15kW; with long life batteries; 15kW power module | 89085 | BA51A6206A01100000 | 93PS-15(20)-15-2x9Ah-LL-6 | 10905 | 13086
93PS | NEW | Eaton 93PS; 15kW; with long life batteries; with MBS; 15kW power module | 89086 | BA51A6306A01100000 | 93PS-15(20)-15-2x9Ah-LL-MBS-6 | 11126 | 13351
93PS-ACC | Active | Single feed kit for 93PS | #N/A | P-103002165 | KIT 93PS-20 SINGLE FEED | 157 | 188
Model | Status | Product sub-category |  | Reference | Description | Dealer USD | Retail USD
Модель | Статус | Группа товара |  | Артикул | Название
9155 | Active | EATON 9155 (1ph in/out); with standard batteries; | 23657 | 1022464 | 9155-10-S-6-32x7Ah | 4986 | 5983
9155 | Active | EATON 9155 (1ph in/out); with standard batteries; with MBS | 23656 | 1022465 | 9155-10-S-6-32x7Ah-MBS | 5393 | 6472
9155 | Active | EATON 9155 (3ph in/ 1ph out); with standard batteries; | 26081 | 1022466 | 9155-10-N-6-32x7Ah | 5085 | 6102
9155 | Active | EATON 9155 (3ph in/ 1ph out); with standard batteries; with MBS | 23662 | 1022467 | 9155-10-N-6-32x7Ah-MBS | 5502 | 6602
9155 | Active | EATON 9155 (3ph in/ 1ph out); without batteries; | 60488 | 1022468 | 9155-8-N-0-32x0Ah | 4143 | 4972
9155 | Active | EATON 9155 (3ph in/ 1ph out); without batteries; | 60057 | 1022469 | 9155-8-N-0-64x0Ah | 4527 | 5432
9155 | Active | EATON 9155 (3ph in/ 1ph out); without batteries; | 0 | 1022470 | 9155-10-N-0-32x0Ah | 4451 | 5341
9155 | Active | EATON 9155 (3ph in/ 1ph out); without batteries; | 0 | 1022471 | 9155-10-N-0-64x0Ah | 4856 | 5827
9155 | Active | EATON 9155 (3ph in/ 1ph out); without batteries; | 0 | 1022472 | 9155-12-N-0-32x0Ah | 5973 | 7168
9155 | Active | EATON 9155 (3ph in/ 1ph out); without batteries; | 0 | 1022473 | 9155-12-N-0-64x0Ah | 6357 | 7628
9155 | Active | EATON 9155 (3ph in/ 1ph out); without batteries; | 0 | 1022474 | 9155-15-N-0-32x0Ah | 6357 | 7628
9155 | Active | EATON 9155 (3ph in/ 1ph out); without batteries; | 41178 | 1022475 | 9155-15-N-0-64x0Ah | 6743 | 8092
9155 | Active | EATON 9155 (3ph in/ 1ph out); flat foot model; without battery part | 24538 | 1022476 | 9155-8-NC-0 | 3854 | 4625
9155 | Active | EATON 9155 (3ph in/ 1ph out); flat foot model; without battery part | 23408 | 1022477 | 9155-10-NC-0 | 4046 | 4855
9155 | Active | EATON 9155 (3ph in/ 1ph out); flat foot model; without battery part | 24539 | 1022478 | 9155-12-NC-0 | 5780 | 6936
9155 | Active | EATON 9155 (3ph in/ 1ph out); flat foot model; without battery part | 24540 | 1022479 | 9155-15-NC-0 | 5973 | 7168
9155 | Active | EATON 9155 (3ph in/ 1ph out); with standard batteries; | 27494 | 1022480 | 9155-8-N-10-32x7Ah | 4544 | 5453
9155 | Active | EATON 9155 (3ph in/ 1ph out); with standard batteries; | 25158 | 1022481 | 9155-8-N-15-32x9Ah | 4794 | 5753
9155 | Active | EATON 9155 (3ph in/ 1ph out); with standard batteries; | 26111 | 1022482 | 9155-8-N-28-64x7Ah | 5526 | 6631
9155 | Active | EATON 9155 (3ph in/ 1ph out); with standard batteries; | 27495 | 1022483 | 9155-8-N-33-64x9Ah | 5655 | 6786
9155 | Active | EATON 9155 (3ph in/ 1ph out); with standard batteries; | 23290 | 1022484 | 9155-10-N-10-32x9Ah | 5213 | 6256
9155 | Active | EATON 9155 (3ph in/ 1ph out); with standard batteries; | 23866 | 1022485 | 9155-10-N-20-64x7Ah | 6206 | 7447
9155 | Active | EATON 9155 (3ph in/ 1ph out); with standard batteries; | 23119 | 1022486 | 9155-10-N-25-64x9Ah | 6378 | 7654
9155 | Active | EATON 9155 (3ph in/ 1ph out); with standard batteries; | 27496 | 1022487 | 9155-12-N-8-32x9Ah | 6374 | 7649
9155 | Active | EATON 9155 (3ph in/ 1ph out); with standard batteries; | 25838 | 1022488 | 9155-12-N-15-64x7Ah | 7356 | 8827
9155 | Active | EATON 9155 (3ph in/ 1ph out); with standard batteries; | 27497 | 1022489 | 9155-12-N-20-64x9Ah | 7539 | 9047
9155 | Active | EATON 9155 (3ph in/ 1ph out); with standard batteries; | 26586 | 1022490 | 9155-15-N-5-32x9Ah | 6981 | 8377
9155 | Active | EATON 9155 (3ph in/ 1ph out); with standard batteries; | 27498 | 1022491 | 9155-15-N-10-64x7Ah | 7770 | 9324
9155 | Active | EATON 9155 (3ph in/ 1ph out); with standard batteries; | 25839 | 1022492 | 9155-15-N-15-64x9Ah | 7844 | 9413
9155 | Active | EATON 9155 (3ph in/ 1ph out); with long life batteries; | 31844 | 1022493 | 9155-8-NL-10-32x7Ah | 5126 | 6151
9155 | Active | EATON 9155 (3ph in/ 1ph out); with long life batteries; | 31845 | 1022494 | 9155-8-NL-28-64x7Ah | 6570 | 7884
9155 | Active | EATON 9155 (3ph in/ 1ph out); with long life batteries; | 31846 | 1022495 | 9155-10-NL-6-32x7Ah | 5426 | 6511
9155 | Active | EATON 9155 (3ph in/ 1ph out); with long life batteries; | 29265 | 1022496 | 9155-10-NL-20-64x7Ah | 6960 | 8352
9155 | Active | EATON 9155 (3ph in/ 1ph out); with long life batteries; | 29264 | 1022497 | 9155-12-NL-15-64x7Ah | 7745 | 9294
9155 | Active | EATON 9155 (3ph in/ 1ph out); with long life batteries; | 29263 | 1022498 | 9155-15-NL-10-64x7Ah | 8355 | 10026
9155 | Active | EATON 9155 (3ph in/ 1ph out); with transformer; without batteries | 51510 | 1022499 | 9155-8-NT-0-32x0Ah | 6185 | 7422
9155 | Active | EATON 9155 (3ph in/ 1ph out); with transformer; with standard batteries | 51393 | 1022500 | 9155-8-NT-14-32x9Ah | 7010 | 8412
9155 | Active | EATON 9155 (3ph in/ 1ph out); with transformer; without batteries | 0 | 1022501 | 9155-10-NT-0-32x0Ah | 6569 | 7883
9155 | Active | EATON 9155 (3ph in/ 1ph out); with transformer; with standard batteries | 27034 | 1022502 | 9155-10-NT-10-32x9Ah | 7563 | 9076
9155 | Active | EATON 9155 (3ph in/ 1ph out); with transformer; without batteries | 0 | 1022503 | 9155-12-NT-0-32x0Ah | 9150 | 10980
9155 | Active | EATON 9155 (3ph in/ 1ph out); with transformer; with standard batteries | 26201 | 1022504 | 9155-12-NT-8-32x9Ah | 10173 | 12208
9155 | Active | EATON 9155 (3ph in/ 1ph out); with transformer; without batteries | 54107 | 1022505 | 9155-15-NT-0-32x0Ah | 9921 | 11905
9155 | Active | EATON 9155 (3ph in/ 1ph out); with transformer; with standard batteries | 39437 | 1022506 | 9155-15-NT-5-32x9Ah | 10769 | 12923
9155 | Active | EATON 9155 (3ph in/ 1ph out); with standard batteries; with MBS | 23658 | 1022507 | 9155-8-N-10-32x7Ah-MBS | 4961 | 5953
9155 | Active | EATON 9155 (3ph in/ 1ph out); with standard batteries; with MBS | 23659 | 1022508 | 9155-8-N-15-32x9Ah-MBS | 5213 | 6256
9155 | Active | EATON 9155 (3ph in/ 1ph out); with standard batteries; with MBS | 23660 | 1022509 | 9155-8-N-28-64x7Ah-MBS | 5951 | 7141
9155 | Active | EATON 9155 (3ph in/ 1ph out); with standard batteries; with MBS | 23661 | 1022510 | 9155-8-N-33-64x9Ah-MBS | 6020 | 7224
9155 | Active | EATON 9155 (3ph in/ 1ph out); with standard batteries; with MBS | 23289 | 1022511 | 9155-10-N-10-32x9Ah-MBS | 5630 | 6756
9155 | Active | EATON 9155 (3ph in/ 1ph out); with standard batteries; with MBS | 23663 | 1022512 | 9155-10-N-20-64x7Ah-MBS | 6630 | 7956
9155 | Active | EATON 9155 (3ph in/ 1ph out); with standard batteries; with MBS | 23126 | 1022513 | 9155-10-N-26-64x9Ah-MBS | 6801 | 8161
9155 | Active | EATON 9155 (3ph in/ 1ph out); with standard batteries; with MBS | 24532 | 1022514 | 9155-12-N-8-32x9Ah-MBS | 6746 | 8095
9155 | Active | EATON 9155 (3ph in/ 1ph out); with standard batteries; with MBS | 24533 | 1022515 | 9155-12-N-15-64x7Ah-MBS | 7770 | 9324
9155 | Active | EATON 9155 (3ph in/ 1ph out); with standard batteries; with MBS | 24534 | 1022516 | 9155-12-N-20-64x9Ah-MBS | 7947 | 9536
9155 | Active | EATON 9155 (3ph in/ 1ph out); with standard batteries; with MBS | 24535 | 1022517 | 9155-15-N-5-32x9Ah-MBS | 7350 | 8820
9155 | Active | EATON 9155 (3ph in/ 1ph out); with standard batteries; with MBS | 24536 | 1022518 | 9155-15-N-10-64x7Ah-MBS | 8186 | 9823
9155 | Active | EATON 9155 (3ph in/ 1ph out); with standard batteries; with MBS | 24537 | 1022519 | 9155-15-N-15-64x9Ah-MBS | 8255 | 9906
9155 | Active | EATON 9155 (3ph in/ 1ph out); with long life batteries; with MBS | 28095 | 1022520 | 9155-8-NL-10-32x7Ah-MBS | 5364 | 6437
9155 | Active | EATON 9155 (3ph in/ 1ph out); with long life batteries; with MBS | 28094 | 1022521 | 9155-8-NL-28-64x7Ah-MBS | 6695 | 8034
9155 | Active | EATON 9155 (3ph in/ 1ph out); with long life batteries; with MBS | 28093 | 1022522 | 9155-10-NL-6-32x7Ah-MBS | 5849 | 7019
9155 | Active | EATON 9155 (3ph in/ 1ph out); with long life batteries; with MBS | 28092 | 1022523 | 9155-10-NL-20-64x7Ah-MBS | 7266 | 8719
9155 | Active | EATON 9155 (3ph in/ 1ph out); with long life batteries; with MBS | 28091 | 1022524 | 9155-12-NL-15-64x7Ah-MBS | 7886 | 9463
9155 | Active | EATON 9155 (3ph in/ 1ph out); with long life batteries; with MBS | 28090 | 1022525 | 9155-15-NL-10-64x7Ah-MBS | 8475 | 10170
9155 | Active | EATON 9155 (1ph in/out); without batteries; | 23188 | 1022526 | 9155-8-S-0-32x0Ah | 4143 | 4972
9155 | Active | EATON 9155 (1ph in/out); without batteries; | 23189 | 1022527 | 9155-8-S-0-64x0Ah | 4527 | 5432
9155 | Active | EATON 9155 (1ph in/out); without batteries; | 23190 | 1022528 | 9155-10-S-0-32x0Ah | 4451 | 5341
9155 | Active | EATON 9155 (1ph in/out); without batteries; | 23191 | 1022529 | 9155-10-S-0-64x0Ah | 4856 | 5827
9155 | Active | EATON 9155 (1ph in/out); flat foot model; without battery part | 30649 | 1022530 | 9155-8-SC-0 | 3854 | 4625
9155 | Active | EATON 9155 (1ph in/out); flat foot model; without battery part | 30650 | 1022531 | 9155-10-SC-0 | 4046 | 4855
9155 | Active | EATON 9155 (1ph in/out); with standard batteries; | 23140 | 1022532 | 9155-8-S-10-32x7Ah | 4454 | 5345
9155 | Active | EATON 9155 (1ph in/out); with standard batteries; | 23141 | 1022533 | 9155-8-S-15-32x9Ah | 4698 | 5638
9155 | Active | EATON 9155 (1ph in/out); with standard batteries; | 23142 | 1022534 | 9155-8-S-28-64x7Ah | 5414 | 6497
9155 | Active | EATON 9155 (1ph in/out); with standard batteries; | 23143 | 1022535 | 9155-8-S-33-64x9Ah | 5543 | 6652
9155 | Active | EATON 9155 (1ph in/out); with standard batteries; | 23144 | 1022536 | 9155-10-S-10-32x9Ah | 5108 | 6130
9155 | Active | EATON 9155 (1ph in/out); with standard batteries; | 23145 | 1022537 | 9155-10-S-20-64x7Ah | 6081 | 7297
9155 | Active | EATON 9155 (1ph in/out); with standard batteries; | 23146 | 1022538 | 9155-10-S-25-64x9Ah | 6251 | 7501
9155 | Active | EATON 9155 (1ph in/out); with long life batteries; | 23147 | 1022539 | 9155-8-SL-10-32x7Ah | 5103 | 6124
9155 | Active | EATON 9155 (1ph in/out); with long life batteries; | 23148 | 1022540 | 9155-8-SL-28-64x7Ah | 6530 | 7836
9155 | Active | EATON 9155 (1ph in/out); with long life batteries; | 23149 | 1022541 | 9155-10-SL-6-32x7Ah | 5403 | 6484
9155 | Active | EATON 9155 (1ph in/out); with long life batteries; | 23150 | 1022542 | 9155-10-SL-20-64x7Ah | 6938 | 8326
9155 | Active | EATON 9155 (1ph in/out); with transformer; without batteries | 23183 | 1022543 | 9155-8-ST-0-32x0Ah | 6165 | 7398
9155 | Active | EATON 9155 (1ph in/out); with transformer; with standard batteries | 23185 | 1022544 | 9155-8-ST-14-32x9Ah | 6986 | 8383
9155 | Active | EATON 9155 (1ph in/out); with transformer; without batteries | 23186 | 1022545 | 9155-10-ST-0-32x0Ah | 6551 | 7861
9155 | Active | EATON 9155 (1ph in/out); with transformer; with standard batteries | 23187 | 1022546 | 9155-10-ST-10-32x9Ah | 7538 | 9046
9155 | Active | EATON 9155 (1ph in/out); with standard batteries; with MBS | 23128 | 1022547 | 9155-8-S-10-32x7Ah-MBS | 4863 | 5836
9155 | Active | EATON 9155 (1ph in/out); with standard batteries; with MBS | 23130 | 1022548 | 9155-8-S-15-32x9Ah-MBS | 5108 | 6130
9155 | Active | EATON 9155 (1ph in/out); with standard batteries; with MBS | 23131 | 1022549 | 9155-8-S-28-64x7Ah-MBS | 5832 | 6998
9155 | Active | EATON 9155 (1ph in/out); with standard batteries; with MBS | 23132 | 1022550 | 9155-8-S-33-64x9Ah-MBS | 5958 | 7150
9155 | Active | EATON 9155 (1ph in/out); with standard batteries; with MBS | 23133 | 1022551 | 9155-10-S-10-32x9Ah-MBS | 5516 | 6619
9155 | Active | EATON 9155 (1ph in/out); with standard batteries; with MBS | 23134 | 1022552 | 9155-10-S-20-64x7Ah-MBS | 6498 | 7798
9155 | Active | EATON 9155 (1ph in/out); with standard batteries; with MBS | 23135 | 1022553 | 9155-10-S-25-64x9Ah-MBS | 6666 | 7999
9155 | Active | EATON 9155 (1ph in/out); with long life batteries; with MBS | 23136 | 1022554 | 9155-8-SL-10-32x7Ah-MBS | 5502 | 6602
9155 | Active | EATON 9155 (1ph in/out); with long life batteries; with MBS | 23137 | 1022555 | 9155-8-SL-28-64x7Ah-MBS | 6938 | 8326
9155 | Active | EATON 9155 (1ph in/out); with long life batteries; with MBS | 23138 | 1022556 | 9155-10-SL-6-32x7Ah-MBS | 6005 | 7206
9155 | Active | EATON 9155 (1ph in/out); with long life batteries; with MBS | 23139 | 1022557 | 9155-10-SL-20-64x7Ah-MBS | 7529 | 9035
9155 | Active | EATON 9155 (3ph in/ 1ph out); without batteries; with MBS | 73624 | 1022883 | 9155-8-N-0-32x0Ah-MBS | 4527 | 5432
9155 | Active | EATON 9155 (3ph in/ 1ph out); without batteries; with MBS | 73625 | 1022884 | 9155-8-N-0-64x0Ah-MBS | 4913 | 5896
9155 | Active | EATON 9155 (3ph in/ 1ph out); without batteries; with MBS | 73582 | 1022885 | 9155-10-N-0-32x0Ah-MBS | 4818 | 5782
9155 | Active | EATON 9155 (3ph in/ 1ph out); without batteries; with MBS | 61619 | 1022886 | 9155-10-N-0-64x0Ah-MBS | 5009 | 6011
9155 | Active | EATON 9155 (3ph in/ 1ph out); without batteries; with MBS | 60059 | 1022887 | 9155-12-N-0-32x0Ah-MBS | 6551 | 7861
9155 | Active | EATON 9155 (3ph in/ 1ph out); without batteries; with MBS | 0 | 1022888 | 9155-12-N-0-64x0Ah-MBS | 6936 | 8323
9155 | Active | EATON 9155 (3ph in/ 1ph out); without batteries; with MBS | 72153 | 1022889 | 9155-15-N-0-32x0Ah-MBS | 6743 | 8092
9155 | Active | EATON 9155 (3ph in/ 1ph out); without batteries; with MBS | 73508 | 1022890 | 9155-15-N-0-64x0Ah-MBS | 7128 | 8554
9155 | Active | EATON 9155 (1ph in/out); without batteries; with MBS | 0 | 1022891 | 9155-8-S-0-32x0Ah-MBS | 4527 | 5432
9155 | Active | EATON 9155 (1ph in/out); without batteries; with MBS | 67407 | 1022892 | 9155-8-S-0-64x0Ah-MBS | 4913 | 5896
9155 | Active | EATON 9155 (1ph in/out); without batteries; with MBS | 0 | 1022893 | 9155-10-S-0-32x0Ah-MBS | 4818 | 5782
9155 | Active | EATON 9155 (1ph in/out); without batteries; with MBS | 62960 | 1022894 | 9155-10-S-0-64x0Ah-MBS | 5009 | 6011
9155 | Active | EATON 9155 (1ph in/out); with transformer; without battery part | 0 | 1023110 | 9155-8-ST-0 | 5973 | 7168
9155 | Active | EATON 9155 (1ph in/out); with transformer; without battery part | 0 | 1023111 | 9155-10-ST-0 | 6357 | 7628
9155 | Active | EATON 9155 (3ph in/ 1ph out); with transformer; without battery part | 64839 | 1023112 | 9155-8-NT-0 | 5973 | 7168
9155 | Active | EATON 9155 (3ph in/ 1ph out); with transformer; without battery part | 64778 | 1023113 | 9155-10-NT-0 | 6357 | 7628
9155 | Active | EATON 9155 (3ph in/ 1ph out); with transformer; without battery part | 64780 | 1023114 | 9155-12-NT-0 | 9536 | 11443
9155 | Active | EATON 9155 (3ph in/ 1ph out); with transformer; without battery part | 52368 | 1023115 | 9155-15-NT-0 | 10115 | 12138
9155 | Active | EATON 9155 (1ph in/out); HotSync UPS (max. 4 in parallel) | 31994 | 1024153 | 9155-8-SHS-15-32X9Ah | 5007 | 6008
9155 | Active | EATON 9155 (1ph in/out); HotSync UPS (max. 4 in parallel) | 0 | 1024157 | 9155-8-SHS-33-64X9Ah | 5861 | 7033
9155 | Active | EATON 9155 (1ph in/out); HotSync UPS (max. 4 in parallel) | 31379 | 1024161 | 9155-10-SHS-10-32X9Ah | 5393 | 6472
9155 | Active | EATON 9155 (1ph in/out); HotSync UPS (max. 4 in parallel) | 53563 | 1024165 | 9155-10-SHS-25-64X9Ah | 6534 | 7841
9155 | Active | EATON 9155 (1ph in/out); HotSync UPS (max. 4 in parallel) | 0 | 1024169 | 9155-8-SLHS-10-32X7Ah | 5556 | 6667
9155 | Active | EATON 9155 (1ph in/out); HotSync UPS (max. 4 in parallel) | 0 | 1024173 | 9155-8-SLHS-28-64X7Ah | 6951 | 8341
9155 | Active | EATON 9155 (1ph in/out); HotSync UPS (max. 4 in parallel) | 0 | 1024177 | 9155-10-SLHS-6-32X7Ah | 5847 | 7016
9155 | Active | EATON 9155 (1ph in/out); HotSync UPS (max. 4 in parallel) | 44508 | 1024181 | 9155-10-SLHS-20-64X7Ah | 7347 | 8816
9155 | Active | EATON 9155 (1ph in/out); HotSync UPS (max. 4 in parallel) | 0 | 1024185 | 9155-8-SHS-0-32X0Ah | 4583 | 5500
9155 | Active | EATON 9155 (1ph in/out); HotSync UPS (max. 4 in parallel) | 0 | 1024189 | 9155-8-SHS-0-64X0Ah | 4958 | 5950
9155 | Active | EATON 9155 (1ph in/out); HotSync UPS (max. 4 in parallel) | 0 | 1024193 | 9155-10-SHS-0-32X0Ah | 4883 | 5860
9155 | Active | EATON 9155 (1ph in/out); HotSync UPS (max. 4 in parallel) | 0 | 1024197 | 9155-10-SHS-0-64X0Ah | 5276 | 6331
9155 | Active | EATON 9155 (1ph in/out); HotSync UPS (max. 4 in parallel) | 0 | 1024201 | 9155-8-SCHS-0 | 4302 | 5162
9155 | Active | EATON 9155 (1ph in/out); HotSync UPS (max. 4 in parallel) | 44519 | 1024205 | 9155-10-SCHS-0 | 4490 | 5388
9155 | Active | EATON 9155 (3ph in/ 1ph out); HotSync UPS (max. 4 in parallel) | 35263 | 1024209 | 9155-8-NHS-15-32X9Ah | 5091 | 6109
9155 | Active | EATON 9155 (3ph in/ 1ph out); HotSync UPS (max. 4 in parallel) | 48391 | 1024213 | 9155-8-NHS-33-64X9Ah | 5966 | 7159
9155 | Active | EATON 9155 (3ph in/ 1ph out); HotSync UPS (max. 4 in parallel) | 35262 | 1024217 | 9155-10-NHS-10-32X9Ah | 5481 | 6577
9155 | Active | EATON 9155 (3ph in/ 1ph out); HotSync UPS (max. 4 in parallel) | 32078 | 1024221 | 9155-10-NHS-25-64X9Ah | 6650 | 7980
9155 | Active | EATON 9155 (3ph in/ 1ph out); HotSync UPS (max. 4 in parallel) | 67474 | 1024225 | 9155-12-NHS-8-32X9Ah | 6863 | 8236
9155 | Active | EATON 9155 (3ph in/ 1ph out); HotSync UPS (max. 4 in parallel) | 61378 | 1024229 | 9155-12-NHS-20-64X9Ah | 8028 | 9634
9155 | Active | EATON 9155 (3ph in/ 1ph out); HotSync UPS (max. 4 in parallel) | 48631 | 1024233 | 9155-15-NHS-5-32X9Ah | 7458 | 8950
9155 | Active | EATON 9155 (3ph in/ 1ph out); HotSync UPS (max. 4 in parallel) | 30684 | 1024237 | 9155-15-NHS-15-64X9Ah | 8328 | 9994
9155 | Active | EATON 9155 (3ph in/ 1ph out); HotSync UPS (max. 4 in parallel) | 0 | 1024241 | 9155-8-NLHS-10-32X7Ah | 5625 | 6750
9155 | Active | EATON 9155 (3ph in/ 1ph out); HotSync UPS (max. 4 in parallel) | 70404 | 1024245 | 9155-8-NLHS-28-64X7Ah | 7077 | 8492
9155 | Active | EATON 9155 (3ph in/ 1ph out); HotSync UPS (max. 4 in parallel) | 0 | 1024249 | 9155-10-NLHS-6-32X7Ah | 5922 | 7106
9155 | Active | EATON 9155 (3ph in/ 1ph out); HotSync UPS (max. 4 in parallel) | 56210 | 1024253 | 9155-10-NLHS-20-64X7Ah | 7461 | 8953
9155 | Active | EATON 9155 (3ph in/ 1ph out); HotSync UPS (max. 4 in parallel) | 53851 | 1024257 | 9155-12-NLHS-15-64X7Ah | 8244 | 9893
9155 | Active | EATON 9155 (3ph in/ 1ph out); HotSync UPS (max. 4 in parallel) | 40921 | 1024261 | 9155-15-NLHS-10-64X7Ah | 8847 | 10616
9155 | Active | EATON 9155 (3ph in/ 1ph out); HotSync UPS (max. 4 in parallel) | 0 | 1024265 | 9155-8-NHS-0-32X0Ah | 4721 | 5665
9155 | Active | EATON 9155 (3ph in/ 1ph out); HotSync UPS (max. 4 in parallel) | 0 | 1024269 | 9155-8-NHS-0-64X0Ah | 5106 | 6127
9155 | Active | EATON 9155 (3ph in/ 1ph out); HotSync UPS (max. 4 in parallel) | 0 | 1024273 | 9155-10-NHS-0-32X0Ah | 5030 | 6036
9155 | Active | EATON 9155 (3ph in/ 1ph out); HotSync UPS (max. 4 in parallel) | 60058 | 1024277 | 9155-10-NHS-0-64X0Ah | 5433 | 6520
9155 | Active | EATON 9155 (3ph in/ 1ph out); HotSync UPS (max. 4 in parallel) | 0 | 1024281 | 9155-12-NHS-0-32X0Ah | 6551 | 7861
9155 | Active | EATON 9155 (3ph in/ 1ph out); HotSync UPS (max. 4 in parallel) | 0 | 1024285 | 9155-12-NHS-0-64X0Ah | 6936 | 8323
9155 | Active | EATON 9155 (3ph in/ 1ph out); HotSync UPS (max. 4 in parallel) | 76942 | 1024289 | 9155-15-NHS-0-32X0Ah | 6936 | 8323
9155 | Active | EATON 9155 (3ph in/ 1ph out); HotSync UPS (max. 4 in parallel) | 0 | 1024293 | 9155-15-NHS-0-64X0Ah | 7320 | 8784
9155 | Active | EATON 9155 (3ph in/ 1ph out); HotSync UPS (max. 4 in parallel) | 0 | 1024297 | 9155-8-NCHS-0 | 4433 | 5320
9155 | Active | EATON 9155 (3ph in/ 1ph out); HotSync UPS (max. 4 in parallel) | 30723 | 1024301 | 9155-10-NCHS-0 | 4625 | 5550
9155 | Active | EATON 9155 (3ph in/ 1ph out); HotSync UPS (max. 4 in parallel) | 48392 | 1024305 | 9155-12-NCHS-0 | 6357 | 7628
9155 | Active | EATON 9155 (3ph in/ 1ph out); HotSync UPS (max. 4 in parallel) | 34050 | 1024309 | 9155-15-NCHS-0 | 6551 | 7861
9155 | Active | EATON 9155 (1ph in/out); HotSync UPS (max. 4 in parallel) | 0 | 1026890 | 9155-8-STHS-0-32x0Ah | 6359 | 7631
9155 | Active | EATON 9155 (1ph in/out); HotSync UPS (max. 4 in parallel) | 0 | 1026891 | 9155-8-STHS-14-32x9Ah | 7181 | 8617
9155 | Active | EATON 9155 (1ph in/out); HotSync UPS (max. 4 in parallel) | 0 | 1026892 | 9155-10-STHS-0-32x0Ah | 6732 | 8078
9155 | Active | EATON 9155 (1ph in/out); HotSync UPS (max. 4 in parallel) | 0 | 1026893 | 9155-10-STHS-10-32x9Ah | 7716 | 9259
9155 | Active | EATON 9155 (1ph in/out); HotSync UPS (max. 4 in parallel) | 0 | 1026894 | 9155-8-STHS-0 | 6173 | 7408
9155 | Active | EATON 9155 (1ph in/out); HotSync UPS (max. 4 in parallel) | 0 | 1026895 | 9155-10-STHS-0 | 6546 | 7855
9155 | Active | EATON 9155 (3ph in/ 1ph out); HotSync UPS (max. 4 in parallel) | 0 | 1026896 | 9155-8-NTHS-0-32x0Ah | 6582 | 7898
9155 | Active | EATON 9155 (3ph in/ 1ph out); HotSync UPS (max. 4 in parallel) | 0 | 1026897 | 9155-8-NTHS-14-32x9Ah | 7409 | 8891
9155 | Active | EATON 9155 (3ph in/ 1ph out); HotSync UPS (max. 4 in parallel) | 0 | 1026898 | 9155-10-NTHS-0-32x0Ah | 6969 | 8363
9155 | Active | EATON 9155 (3ph in/ 1ph out); HotSync UPS (max. 4 in parallel) | 0 | 1026899 | 9155-10-NTHS-10-32x9Ah | 7962 | 9554
9155 | Active | EATON 9155 (3ph in/ 1ph out); HotSync UPS (max. 4 in parallel) | 0 | 1026900 | 9155-12-NTHS-0-32x0Ah | 9555 | 11466
9155 | Active | EATON 9155 (3ph in/ 1ph out); HotSync UPS (max. 4 in parallel) | 66363 | 1026901 | 9155-12-NTHS-8-32x9Ah | 10581 | 12697
9155 | Active | EATON 9155 (3ph in/ 1ph out); HotSync UPS (max. 4 in parallel) | 0 | 1026902 | 9155-15-NTHS-0-32x0Ah | 10328 | 12394
9155 | Active | EATON 9155 (3ph in/ 1ph out); HotSync UPS (max. 4 in parallel) | 0 | 1026903 | 9155-15-NTHS-5-32x9Ah | 11180 | 13416
9155 | Active | EATON 9155 (3ph in/ 1ph out); HotSync UPS (max. 4 in parallel) | 0 | 1026904 | 9155-8-NTHS-0 | 6357 | 7628
9155 | Active | EATON 9155 (3ph in/ 1ph out); HotSync UPS (max. 4 in parallel) | 72013 | 1026905 | 9155-10-NTHS-0 | 6743 | 8092
9155 | Active | EATON 9155 (3ph in/ 1ph out); HotSync UPS (max. 4 in parallel) | 0 | 1026906 | 9155-12-NTHS-0 | 9921 | 11905
9155 | Active | EATON 9155 (3ph in/ 1ph out); HotSync UPS (max. 4 in parallel) | 0 | 1026907 | 9155-15-NTHS-0 | 10499 | 12599
9155 | Active | EATON 9155 (3ph in/ 1ph out); with standard batteries; with MBS | 36526 | 1026598 | 9155-20-N-5-1x9Ah-MBS | 11103 | 13324
9155 | Active | EATON 9155 (3ph in/ 1ph out); with standard batteries; with MBS | 36527 | 1026599 | 9155-20-N-13-2x9Ah-MBS | 12723 | 15268
9155 | Active | EATON 9155 (3ph in/ 1ph out); with standard batteries; with MBS | 36528 | 1026600 | 9155-20-N-22-3x9Ah-MBS | 14403 | 17284
9155 | Active | EATON 9155 (3ph in/ 1ph out); with standard batteries; with MBS | 36529 | 1026601 | 9155-20-N-31-4x9Ah-MBS | 15975 | 19170
9155 | Active | EATON 9155 (3ph in/ 1ph out); with standard batteries; with MBS | 36530 | 1026602 | 9155-30-N-7-2x9Ah-MBS | 13955 | 16746
9155 | Active | EATON 9155 (3ph in/ 1ph out); with standard batteries; with MBS | 36531 | 1026603 | 9155-30-N-13-3x9Ah-MBS | 15657 | 18788
9155 | Active | EATON 9155 (3ph in/ 1ph out); with standard batteries; with MBS | 36532 | 1026604 | 9155-30-N-20-4x9Ah-MBS | 17243 | 20692
9155 | Active | EATON 9155 (3ph in/ 1ph out); with long life batteries; with MBS | 36533 | 1026605 | 9155-20-NL-10-2x7Ah-MBS | 13557 | 16268
9155 | Active | EATON 9155 (3ph in/ 1ph out); with long life batteries; with MBS | 36534 | 1026606 | 9155-20-NL-17-3x7Ah-MBS | 15366 | 18439
9155 | Active | EATON 9155 (3ph in/ 1ph out); with long life batteries; with MBS | 36535 | 1026607 | 9155-20-NL-26-4x7Ah-MBS | 17063 | 20476
9155 | Active | EATON 9155 (3ph in/ 1ph out); with long life batteries; with MBS | 36536 | 1026608 | 9155-30-NL-10-3x7Ah-MBS | 16134 | 19361
9155 | Active | EATON 9155 (3ph in/ 1ph out); with long life batteries; with MBS | 36537 | 1026609 | 9155-30-NL-15-4x7Ah-MBS | 17840 | 21408
9155 | Active | EATON 9155 (3ph in/ 1ph out); with standard batteries; | 36538 | 1026610 | 9155-20-N-5-1x9Ah | 10913 | 13096
9155 | Active | EATON 9155 (3ph in/ 1ph out); with standard batteries; | 36539 | 1026611 | 9155-20-N-13-2x9Ah | 12530 | 15036
9155 | Active | EATON 9155 (3ph in/ 1ph out); with standard batteries; | 36540 | 1026612 | 9155-20-N-22-3x9Ah | 14204 | 17045
9155 | Active | EATON 9155 (3ph in/ 1ph out); with standard batteries; | 36541 | 1026613 | 9155-20-N-31-4x9Ah | 15776 | 18931
9155 | Active | EATON 9155 (3ph in/ 1ph out); with standard batteries; | 36542 | 1026614 | 9155-30-N-7-2x9Ah | 13761 | 16513
9155 | Active | EATON 9155 (3ph in/ 1ph out); with standard batteries; | 36543 | 1026615 | 9155-30-N-13-3x9Ah | 15461 | 18553
9155 | Active | EATON 9155 (3ph in/ 1ph out); with standard batteries; | 36544 | 1026616 | 9155-30-N-20-4x9Ah | 17043 | 20452
9155 | Active | EATON 9155 (3ph in/ 1ph out); with long life batteries; | 36545 | 1026617 | 9155-20-NL-10-2x7Ah | 13359 | 16031
9155 | Active | EATON 9155 (3ph in/ 1ph out); with long life batteries; | 36546 | 1026618 | 9155-20-NL-17-3x7Ah | 15164 | 18197
9155 | Active | EATON 9155 (3ph in/ 1ph out); with long life batteries; | 36547 | 1026619 | 9155-20-NL-26-4x7Ah | 16859 | 20231
9155 | Active | EATON 9155 (3ph in/ 1ph out); with long life batteries; | 36548 | 1026620 | 9155-30-NL-10-3x7Ah | 15930 | 19116
9155 | Active | EATON 9155 (3ph in/ 1ph out); with long life batteries; | 36549 | 1026621 | 9155-30-NL-15-4x7Ah | 17636 | 21163
9155 | Active | EATON 9155 (3ph in/ 1ph out); without batteries; | 36550 | 1026622 | 9155-20-N-0 | 9729 | 11675
9155 | Active | EATON 9155 (3ph in/ 1ph out); without batteries; | 36551 | 1026623 | 9155-30-N-0 | 11169 | 13403
9155 | Active | EATON 9155 (3ph in/ 1ph out); without batteries; with MBS | 36552 | 1026624 | 9155-20-N-0-MBS | 9921 | 11905
9155 | Active | EATON 9155 (3ph in/ 1ph out); without batteries; with MBS | 36553 | 1026625 | 9155-30-N-0-MBS | 11361 | 13633
9155 | Active | EATON 9155 (3ph in/ 1ph out); HotSync UPS (max. 4 in parallel) | 36554 | 1026626 | 9155-20-NHS-5-1x9Ah | 11415 | 13698
9155 | Active | EATON 9155 (3ph in/ 1ph out); HotSync UPS (max. 4 in parallel) | 36555 | 1026627 | 9155-20-NHS-13-2x9Ah | 13041 | 15649
9155 | Active | EATON 9155 (3ph in/ 1ph out); HotSync UPS (max. 4 in parallel) | 36556 | 1026628 | 9155-20-NHS-22-3x9Ah | 14727 | 17672
9155 | Active | EATON 9155 (3ph in/ 1ph out); HotSync UPS (max. 4 in parallel) | 36557 | 1026629 | 9155-20-NHS-31-4x9Ah | 16302 | 19562
9155 | Active | EATON 9155 (3ph in/ 1ph out); HotSync UPS (max. 4 in parallel) | 36558 | 1026630 | 9155-30-NHS-7-2x9Ah | 14273 | 17128
9155 | Active | EATON 9155 (3ph in/ 1ph out); HotSync UPS (max. 4 in parallel) | 36559 | 1026631 | 9155-30-NHS-13-3x9Ah | 15983 | 19180
9155 | Active | EATON 9155 (3ph in/ 1ph out); HotSync UPS (max. 4 in parallel) | 36560 | 1026632 | 9155-30-NHS-20-4x9Ah | 17571 | 21085
9155 | Active | EATON 9155 (3ph in/ 1ph out); HotSync UPS (max. 4 in parallel) | 36561 | 1026633 | 9155-20-NLHS-10-2x7Ah | 13955 | 16746
9155 | Active | EATON 9155 (3ph in/ 1ph out); HotSync UPS (max. 4 in parallel) | 36562 | 1026634 | 9155-20-NLHS-17-3x7Ah | 15771 | 18925
9155 | Active | EATON 9155 (3ph in/ 1ph out); HotSync UPS (max. 4 in parallel) | 36563 | 1026635 | 9155-20-NLHS-26-4x7Ah | 17471 | 20965
9155 | Active | EATON 9155 (3ph in/ 1ph out); HotSync UPS (max. 4 in parallel) | 36564 | 1026636 | 9155-30-NLHS-10-3x7Ah | 16539 | 19847
9155 | Active | EATON 9155 (3ph in/ 1ph out); HotSync UPS (max. 4 in parallel) | 36565 | 1026637 | 9155-30-NLHS-15-4x7Ah | 18248 | 21898
9155 | Active | EATON 9155 (3ph in/ 1ph out); HotSync UPS (max. 4 in parallel) | 36566 | 1026638 | 9155-20-NHS-0 | 10596 | 12715
9155 | Active | EATON 9155 (3ph in/ 1ph out); HotSync UPS (max. 4 in parallel) | 36567 | 1026639 | 9155-30-NHS-0 | 12036 | 14443
Model | Status | Product sub-category |  | Reference | Description | Dealer USD | Retail USD
Модель | Статус | Группа товара |  | Артикул | Название
93E | Active | 93E 20kVA Frame, 15kVA Rating; With backfeed protection; MBS; Battery cables & trays | 87310 | 93E15KMBSB | 93E 15kVA | 6069 | 7283
93E | Active | 93E 20kVA Frame, 15kVA Rating; With backfeed protection; MBS; Internal batteries 64x9Ah | 87311 | 93E15KMBSBI | 93E 15kVA 2x9Ah | 7328 | 8794
93E | Active | 93E 20kVA; With backfeed protection; MBS; Battery cables & trays | 87312 | 93E20KMBSB | 93E 20kVA | 6507 | 7808
93E | Active | 93E 20kVA; With backfeed protection; MBS; Internal batteries 64x9Ah | 87313 | 93E20KMBSBI | 93E 20kVA 2x9Ah | 7763 | 9316
93E | Active | 93E 30kVA; With backfeed protection; MBS; Battery cables & trays | 87314 | 93E30KMBSB | 93E 30kVA | 8410 | 10092
93E | Active | 93E 30kVA; With backfeed protection; MBS; Internal batteries 96x9Ah | 87316 | 93E30KMBSBI | 93E 30kVA 3x9Ah | 10694 | 12833
93E | Active | 93E 40kVA; With backfeed protection; MBS; Battery cables & trays | 87317 | 93E40KMBSB | 93E 40kVA | 9167 | 11000
93E | Active | 93E 40kVA; With backfeed protection; MBS; Internal batteries 128x9Ah | 87318 | 93E40KMBSBI | 93E 40kVA 4x9Ah | 11795 | 14154
Model | Status | Product sub-category |  | Reference | Description | Dealer USD | Retail USD
Модель | Статус | Группа товара |  | Артикул | Название
ACC | Active | Small External Battery cabinet w/ 63A breaker (8-20kW), empty | 87078 | P-105000041-001 | 93P/E-BAT-S-EMPTY (63A) | 2240 | 2688
ACC | Active | Small External Battery cabinet w/ 63A breaker (8-20kW) | 87079 | P-105000041-002 | 93P/E-BAT-S-2x32-9Ah (63A) | 4297 | 5156
ACC | Active | Small External Battery cabinet w/ 63A breaker (8-20kW) | 87080 | P-105000041-003 | 93P/E-BAT-S-3x32-9Ah (63A) | 5162 | 6194
ACC | Active | Small External Battery cabinet w/ 63A breaker (8-20kW) | 87081 | P-105000041-004 | 93P/E-BAT-S-2x32-7Ah-LL (63A) | 4954 | 5945
ACC | Active | Small External Battery cabinet w/ 63A breaker (8-20kW) | 87082 | P-105000041-005 | 93P/E-BAT-S-3x32-7Ah-LL (63A) | 6147 | 7376
ACC | NEW | External Battery cabinet, frame A, 63A breaker + 24V ST | 89087 | P-105000041-006 | 93P/E-BAT-S-2x32-9Ah-LL (63A) | 5280 | 6336
ACC | NEW | External Battery cabinet, frame A, 63A breaker + 24V ST | 89088 | P-105000041-007 | 93P/E-BAT-S-3x32-9Ah-LL (63A) | 6523 | 7828
ACC | Active | Large External Battery cabinet w/ 160A breaker (8-40kW), empty | 87069 | P-105000042-001 | 93P/E-BAT-L-EMPTY (160A) | 2612 | 3134
ACC | Active | Large External Battery cabinet w/ 160A breaker (8-40kW) | 87012 | P-105000042-002 | 93P/E-BAT-L-1x32-200W (160A) | 8527 | 10232
ACC | Active | Battery cabinets / standard batt | 23151 | 1022561 | 9X55-BAT5-64x7Ah | 3098 | 3718
ACC | Active | Battery cabinets / standard batt | 23152 | 1022562 | 9X55-BAT5-96x7Ah | 4310 | 5172
ACC | Active | Battery cabinets / long life batt | 23153 | 1022564 | 9X55-BAT10-64x7Ah | 4029 | 4835
ACC | Active | Battery cabinets / long life batt | 23154 | 1022565 | 9X55-BAT10-96x7Ah | 5700 | 6840
ACC | Active | Empty battery cabinets | 48694 | 1022567 | 9X55-BAT-64x0Ah | 1184 | 1421
ACC | Active | Empty battery cabinets | 41179 | 1022568 | 9X55-BAT-96x0Ah | 1640 | 1968
ACC | Active | Empty battery cabinets | 60060 | 1026109 | 9X55-BAT-0-L | 2331 | 2797
ACC | Active | Battery cabinets / long life batt | 34174 | 1026110 | 9X55-BAT10-1x110 (15kVA) | 5792 | 6950
ACC | Active | Battery cabinets / long life batt | 34175 | 1026111 | 9X55-BAT10-2x110 (15kVA) | 8639 | 10367
ACC | Active | External Battery Cabinets for 9X55 20-40kVA | 29829 | 1025168 | 9X55-BAT-0 (20-40 kVA) (2 | 2331 | 2797
ACC | Active | External Battery Cabinets for 9X55 20-40kVA | 34323 | 1026072 | 9X55-BAT10-1x110 (20-40 kVA) (3 (CSB HRL 12110W) | 5550 | 6660
ACC | Active | External Battery Cabinets for 9X55 20-40kVA | 34324 | 1026073 | 9X55-BAT10-2x110 (20-40 kVA) (CSB HRL 12110W) | 8487 | 10184
ACC | Active | External Battery breaker 200A for 93PM, 93E 30-60kVA | 81752 | P-122000182 | KIT EXT BATT MCCB 200A | 465 | 558
ACC | Active | External Battery breaker 400A for 93PM, 93E 80-100kVA | 81753 | P-122000183 | KIT EXT BATT MCCB 400A | 789 | 947
ACC | Active | External Battery breaker 500A for 93PM, 93E 120-150kVA | 81754 | P-122000184 | KIT EXT BATT MCCB 500A | 840 | 1008
ACC | Active | External Battery breaker 700A for 93PM, 93E 160-200kVA | 81755 | P-122000180 | KIT EXT BATT MCCB 700A | 1583 | 1900
ACC | Active | External Battery breaker 700A for 9395,9395P 275kVA (UL listed) | 43037 | 1027291 | Battery Breaker 700A/600Vdc 35kA UL (275kVA) | 1583 | 1900
ACC | Active | External Battery breaker 700A + terminals for 9395,9395P 275kVA (UL listed) | 81409 | 1029955 | Battery Breaker 700A/600Vdc 35kA UL W/ TERMINALS 85-380mm2 (275kVA) | 1904 | 2285
ACC | Active | External Battery breaker 800A for 9395,9395P | 87398 | P-122000194 | MCCB 800A 600VDC 20kA IEC 3P ST48V+AUX | 1592 | 1910
ACC | Active | External Battery breaker 1200A for 9395,9395P 550kVA (UL listed) | 43038 | 1027360 | Battery breaker 1200A/600Vdc 50kA UL for local rack battery systems (550 kVA) | 5015 | 6018
ACC | Active | External Battery breaker 1600A for 9395/9395P | #N/A | P-122000195 | MCCB 1600A 600VDC 20kA IEC 3P ST48V+AUX | 4428 | 5314
ACC | Active | Battery trays and interconnecting cables for one string of batteries (20kW frame) | 87084 | P-103002001 | KIT 93PS-20 BATTERY ACCESSORIES (1 STRING) | 177 | 212
ACC | Active | Battery trays and interconnecting cables for one string of batteries (40kW frame) | 87085 | P-103002002 | KIT 93PS-40 BATTERY ACCESSORIES (1 STRING) | 183 | 220
ACC | Active | Internal batteries 9X55 20-40 kVA (batteries, assemblies and connectors) | 41825 | 1025438 | BAT5 assembly (1 string 9Ah) | 1682 | 2018
ACC | Active | Internal batteries 9X55 20-40 kVA (batteries, assemblies and connectors) | 57753 | 1025439 | BAT10 assembly (1 string 7 Ah) | 2310 | 2772
ACC | Active | Battery assemblies and cables for 9X55 20-40 kVA w/o internal batteries | 34707 | 1025667 | Kit 9X55 battery accessories (20-40 kVA) (4 strings) | 704 | 845
ACC | Active | External Maintenance Bypass Switch 20kW, 2 Switches | 87099 | P-105000044-002 | EXTERNAL MBS 20kW 2-SWITCHES | 713 | 856
ACC | Active | External Maintenance Bypass Switch 20kW, 3 Switches | 87100 | P-105000044-003 | EXTERNAL MBS 20kW 3-SWITCHES | 860 | 1032
ACC | Active | External Maintenance Bypass Switch 20kW, 4 Switches | 87101 | P-105000044-004 | EXTERNAL MBS 20kW 4-SWITCHES | 1008 | 1210
ACC | Active | External Maintenance Bypass Switch 40kW, 2 Switches | 87102 | P-105000045-002 | EXTERNAL MBS 40kW 2-SWITCHES | 848 | 1018
ACC | Active | External Maintenance Bypass Switch 40kW, 3 Switches | 87103 | P-105000045-003 | EXTERNAL MBS 40kW 3-SWITCHES | 994 | 1193
ACC | Active | External Maintenance Bypass Switch 40kW, 4 Switches | 87104 | P-105000045-004 | EXTERNAL MBS 40kW 4-SWITCHES | 1141 | 1369
ACC | Active | Maintenance Bypass Switch | 26132 | 1022558 | 9355-MBS-15kVA | 354 | 425
ACC | Active | Maintenance Bypass Switch | 23410 | 1022559 | 9155-MBS-15kVA | 354 | 425
ACC | Active | UPS Center (input, bypass and distribution) | 62460 | 1023007 | UPS center 9155 8/10 kVA-15xB10 | 2207 | 2648
ACC | Active | UPS Center (input, bypass and distribution) | 0 | 1023008 | UPS center 9155 12 kVA-20xB10 | 2352 | 2822
ACC | Active | UPS Center (input, bypass and distribution) | 54108 | 1023009 | UPS center 9155 15 kVA-20xB10 | 4178 | 5014
ACC | Active | UPS Center (input, bypass and distribution) | 0 | 1025004 | UPS center 9355 8 kVA-15xB10 | 2289 | 2747
ACC | Active | UPS Center (input, bypass and distribution) | 0 | 1025005 | UPS center 9355 10 kVA-15xB10 | 3522 | 4226
ACC | Active | UPS Center (input, bypass and distribution) | 62341 | 1025006 | UPS center 9355 12/15 kVA-21xB10 | 4002 | 4802
ACC | Active | External Maintenance Bypass Switch 50kW, 2 Switches | 80530 | P-105000003-020 | EXTERNAL MAINTENANCE BYPASS 50kW, 2-SWITCHES | 1835 | 2202
ACC | Active | External Maintenance Bypass Switch 50kW, 3 Switches | 80531 | P-105000003-046 | EXTERNAL MAINTENANCE BYPASS 50kW, 3-SWITCHES | 2168 | 2602
ACC | Active | External Maintenance Bypass Switch 100kW, 2 Switches | 81749 | P-105000003-022 | EXTERNAL MBS 100kW 2-SWITCHES | 4161 | 4993
ACC | Active | External Maintenance Bypass Switch 100kW, 3 Switches | 81750 | P-105000003-023 | EXTERNAL MBS 100kW 3-SWITCHES | 5382 | 6458
ACC | Active | External Maintenance Bypass Switch 100kW, 4 Switches | 81751 | P-105000003-024 | EXTERNAL MBS 100kW 4-SWITCHES | 6636 | 7963
ACC | Active | External Maintenance Bypass Switch 120 kVA | 0 | 1021888 | External Bypass Switch 120 kVA (wall-mount) | 3767 | 4520
ACC | Active | External Maintenance Bypass Switch 160 kVA | 0 | 1024626 | External Bypass Switch 160 kVA (wall-mount) | 4370 | 5244
ACC | Active | External Maintenance Bypass Switch 20-30 kVA | 29828 | 1017266 | External MBS for 20-30 kVA (wall-mounted, non-matching) | 1562 | 1874
ACC | Active | TIE CABINETS (Hot Sync up to 3 UPS) | 26134 | 1023817 | 9155-TC-15kVA-3 | 500 | 600
ACC | Active | TIE CABINETS (Hot Sync up to 3 UPS) | 26135 | 1023818 | 9355-TC-15kVA-3 | 500 | 600
ACC | Active | Accessories for single UPS systems | #N/A | P-105000071-001 | Sync Control II 400V for 9390, 9395 (wall-mount) CE-marked (Black) | 5016 | 6019
ACC | Active | Accessories for Hot Sync parallel UPS systems | 0 | 1023540 | SPM9390-80-4 3+1 SYSTEM PARALLEL MODULE | 7907 | 9488
ACC | Active | Accessories for Hot Sync parallel UPS systems | 0 | 1024506 | 9390 Tie Cabinet 3x160 kVA | 7491 | 8989
ACC | Active | Accessories for Hot Sync parallel UPS systems | 32197 | 1025475 | SPM-30-2 1+1 SYSTEM PARALLEL MODULE (wall-mounted) | 2706 | 3247
ACC | Active | Accessories for Hot Sync parallel UPS systems | 31331 | 1025476 | SPM-60-2 1+1 SYSTEM PARALLEL MODULE (wall-mounted) | 2915 | 3498
ACC | Active | Accessories for Hot Sync parallel UPS systems | 32195 | 1025831 | SPM-30-4 3+1 SYSTEM PARALLEL MODULE (floor-standing) | 6243 | 7492
ACC | Active | Accessories for Hot Sync parallel UPS systems | 32196 | 1025832 | SPM-40-4 3+1 SYSTEM PARALLEL MODULE (floor-standing) | 6452 | 7742
ACC | Active | Accessories for Hot Sync parallel UPS systems | 0 | 1024687 | 9390 Tie Cabinet 3x120 kVA | 7386 | 8863
ACC | Active | External parallel signal connectors for two 93PM, 93PS | 80520 | P-103000847 | KIT EXTERNAL PARALLEL CABLE | 350 | 420
ACC | Active | X-Slot, X-Slot ModBus Adapter | 36681 | 103005425-5591 | X-Slot ModBus Adapter | 500 | 600
ACC | Active | X-Slot, Relay interface (AS/400) adapters | 18122 | 1018460 | Xslot relay (AS/400) card | 110 | 132
ACC | Active | X-Slot, Xslot industrial relay card kit | #N/A | 103003055 | Xslot industrial relay card kit | 408 | 490
ACC | Active | X-Slot, ConnectUPS Web/SNMP adapters, 9X55, 9395, 9395P | 33186 | 116750221-001 | ConnectUPS-X Web/SNMP/xHub card | 255 | 306
ACC | Active | X-Slot, X-Slot ModBus Adapter | #N/A | 5147063 | Expansion chassis, 3 X-Slots, incl 1x Modbus card | 1385 | 1662
ACC | Active | X-Slot, PXG X-Slot card | 72488 | 103007974-5591 | PXGX UPS card | 627 | 752
ACC | Active | MiniSlot, Industrial relay card - MS for 93PM, 93E, 93PS | 80537 | INDRELAY-MS | Industrial relay card - MS for 93PM and 93E | 315 | 378
ACC | Active | MiniSlot, PowerXpert UPS MiniSlot card (PXGMS UPS) for 93PM, 93PS | 80538 | PXGMSUPS | PowerXpert UPS MiniSlot card (PXGMS UPS) for 93PM | 546 | 655
ACC | Active | External, Remote display with X-Slot card | 41970 | 1027020 | ViewUPS-X remote LCD display with Xslot card (9x55, 9395, BladeUPS) | 521 | 625
ACC | Active | External, ConnectUPS Web/SNMP adapters, 9395, 9X55 | 19721 | 116750223-001 | ConnectUPS-E Web/SNMP adapter (External) | 314 | 377
ACC | Active | Connectivity cable, Serial | 0 | 720-60258-0X | 2.5 m serial cable, 9 pin D | 17 | 20
ACC | Active | Connectivity cable, Serial | 0 | 1018391 | 10 m extension cable, 9 pin D | 17 | 20
ACC | Active | Connectivity cable, 9X55 | 0 | 1023247 | Cable ConnectUPS-E to 9X55 | 9 | 11
ACC | Active | Connectivity cable | 38809 | 1002001 | AS/400 shutdown cable | 39 | 47
ACC | Active | Output Transformer Cabinet | 28795 | 1024817 | 9355-TRAP-15kVA | 3260 | 3912
ACC | Active | Output Transformer Cabinet | 28371 | 1023252 | 9155-TRAP-15kVA | 2919 | 3503
ACC | Active | Output Transformer Cabinet | 29827 | 1014777 | Output tranformer for 20-30 kVA (non-matching cabinet) | 6231 | 7477
ACC | Active | Accessories for single UPS systems | 0 | HPO-1041445 | 9395-275/9395P-300 UPM STATUS LIGHTS | 2235 | 2682
ACC | Active | Accessories for single UPS systems | 0 | HPO-1041414 | 9395-550/9395P-600 UPM STATUS LIGHTS | 3279 | 3935
ACC | Active | Accessories for single UPS systems | 0 | HPO-1041884 | 9395-825/9395P-900 UPM STATUS LIGHTS | 4316 | 5179
ACC | Active | Accessories for single UPS systems | 0 | P-103001317 | 9395-1100/9395P-1200 UPM STATUS LIGHTS | 4866 | 5839

## Гарантия
Условия предоставления гарантии
Корпорация Eaton гарантирует высокое качество и надежность своей продукции при соблюдении условий хранения, эксплуатации и сервисного обслуживания.
Гарантия распространяется на источники бесперебойного питания, проданные на территории Российской Федерации, если иное не оговорено в Договоре купли-продажи.
Гарантия на трехфазные источники бесперебойного питания обеспечивается условиями договора купли-продажи - уточните условия гарантии у продавца вашего оборудования или свяжитесь с сотрудниками представительства компании Eaton в Москве.
Если иное не оговорено в Договоре купли-продажи, гарантийный срок составляет:
Для устройств Eaton Ellipse PRO - 36 (Тридцать шесть) месяцев с даты продажи, указанной в гарантийном талоне.
Для устройств Eaton 5PX, Eaton 5P – 36 (Тридцать шесть) месяцев и 24 (Двадцать четыре) месяца на аккумуляторные батареи и внешние батарейные блоки EBM с даты продажи, указанной в гарантийном талоне.
Для устройств Eaton MX / MX Frame, Eaton EX RT, Eaton 9140, DX, Eaton BladeUPS, Eaton 9E - 12 (Двенадцать) месяцев с даты продажи, указанной в гарантийном талоне.
Для устройств Eaton Nova, Eaton Protection Strip, Eaton Protection Box, Eaton Protection Box PowerLine, Eaton Protection Center, Eaton Protection Station, Eaton Ellipse ASR, Eaton Ellipse MAX, Eaton Evolution, Eaton Evolution S, Eaton EX, Eaton STS, Eaton 3105, Eaton 5110, Eaton 5115, Eaton 5125, Eaton 5130, Eaton 9120, Eaton 9125, Eaton 9130, Eaton 9135, Eaton 3S, Eaton Ellipse ECO, Eaton 5S, Eaton 5E, Eaton 5SC, NV, Eaton 9PX/9SX, коммуникационные карты, ePDU, Eaton Midspan, FlexPDU, HotSwap MBP - 24 (Двадцать четыре) месяца с даты продажи, указанной в гарантийном талоне.
Для устройств мощностью более 15 кВА, в том числе требующих установки специалистами*), сертифицированными производителем - 12 (Двенадцать) месяцев с даты установки при наличии соответствующей отметки в гарантийном талоне, но не более 15 (Пятнадцати) месяцев с даты покупки
Гарантия распространяется только на заводские комплекты аккумуляторных батарей.
Гарантия распространяется на все части и компоненты оборудования при условии соблюдения Пользователем следующих условий:
соответствие условий эксплуатации изделия параметрам, указанным в Руководстве пользователя;
хранение, установка и подключение устройства осуществлялись в соответствии с условиями, изложенными в руководстве пользователя;
наличие полностью заполненного гарантийного талона.
Условием сохранения гарантии на оборудование, требующее установки специалистами*), является: 1) выполнение любых работ только инженерами Eaton или авторизованными инженерами действующих сервисных партнеров Eaton; 2) подключение оборудования до истечения 12 месяцев с даты продажи, указанной в гарантийном талоне. Подключение одиночных устройств до 15 кВА включительно, а также систем на базе Eaton Blade UPS, Eaton MX, Eaton 9PX, Eaton 9155 и 9355 8-15 кВА, Eaton 9E, может осуществляться пользователем.
*) См. Руководство пользователя, при возникновении вопросов проконсультируйтесь с продавцом.
Гарантия не распространяется на устройства, установка которых производилась не авторизованными сервисными партнерами Eaton (если требуется), либо неисправности которых возникли в результате:
небрежного обращения;
несанкционированных изменений в конструкции изделия;
ремонта, проведенного не сертифицированным инженером;
попадания по вине потребителя в изделие посторонних предметов, жидкостей, насекомых и т.д.;
несчастного случая;
любого другого нарушения условий эксплуатации.
Гарантия не покрывает услуги/работы по доставке, установке, подключению, настройке и другие виды сопутствующих работ.